## Summary
Company Name | ONX Homes
Project Name | Flora Park
Net Land Area | 7.5 | 326700 | SF
Total Units | 1
Sl no | Description of work | Total Budget | Per unit | Per sqft
1 | Excavation & Backfilling | 925005.9801 | 925005.9801 | 2.8314
2 | Sewage Collection system | 42919.3584 | 42919.3584 | 0.13137 | 961386.35 | 288415.905 | Water Distribution System | 672970.445 | 639039.1621
3 | Drainage Works | 167650.4959 | 167650.4959 | 0.51316 | 912383.9977 | 273715.1993 | Sewage Collection system | 638668.7984 | 606467.0103
4 | Paving works | 839959.6835 | 839959.6835 | 2.571 | 912383.9977 | 273715.1993 | Sewage Collection system | 638668.7984 | 606467.0103
5 | Concrete works | 82478.0368 | 82478.0368 | 0.25246 | 873891.1 | 262167.33 | Drainage Works | 611723.77 | 580880.5547
6 | Signages and Markings | 8034.48 | 8034.48 | 0.024593
7 | Landscaping works | 876619.2339 | 876619.2339 | 2.6833
8 | Surveys & As builts | 8800 | 8800 | 0.026936
| Grand Total | 2951467.2687 | 2951467.2687 | 9.0342

## Final Summary
Company Name | ONX Homes
Project Name | Flora Park
Net Land Area | 7.5 | 326700 | SF
Total Units | 1
Sl no | Blocks | Total Budget | Per unit | Per sqft
1 | Parking Area | 2951467.2687 | 2951467.2687 | 9.0342
2 | Central Building Area | 886617.9823 | 886617.9823 | 2.7139 | 961386.35 | 288415.905 | Water Distribution System | 672970.445 | 639039.1621
3 | Restroom & Electrical room Area | 203138.8094 | 203138.8094 | 0.62179 | 912383.9977 | 273715.1993 | Sewage Collection system | 638668.7984 | 606467.0103
| Grand Total | 4041224.0604 | 4041224.0604 | 12.3698

## Boq Park
Sl.No | Scope of Works | UOM | Total Quantity | Wastage in % |  | Service rate | Total Amount | Remarks | Rate Reference | Old Total Quantity
1 | Excavation & Backfilling | [5 empty] | 925005.9801
1.1 | Backfilling with approved granular fill selected from excavated material and /or imported fill according to site soil report recommendation, this fill shall be placed in layers, each layer should not exceed 250 mm in thickness and compacted upto 98% modified proctor & Maximum Dry Density Test and subject to Engineer's approval in making up levels, including compaction and the like.
Excavation
| Excavation Works | CY | 8566.0025 | 0.15 | 9850.9029 | 30 | 295527.0874
| Backfilling Works | CY | 16099.2044 | 0.15 | 18514.0851 | 34 | 629478.8927
2 | Drainage Works | [5 empty] | 167650.4959
Providing & Laying of Drainge Pipes and jointing with approved sealent as per approved drawings & specifications. Excavation , Filling , ground levelling, maintaing proper slopes & levels as per approved drawings specification & as directed by Site Superintendent/Project manager. Rate is inclusive of pipe fittings, joineries,solvents ,other consumables, transport loading, unloading and all leads and lifts etc complete.
| Excavation For Drainage Works | CY | 507.5 |  |  | 6.51 | 3303.825
| French Drain Filling from Imported Limerock | CY | 609 |  |  | 33.25 | 20249.25
French drain
| Supply and Installation of French Drain with Specified Size. work should be done as per drawing specifications & instructions given by Site Superintendent. Rate is inclusive of labour charges, lead & lifts, tools and tackles, machineries etc. | FT | 748 |  |  | 120 | 89760
| 18" Solid Drainage Pipe | FT | 108 |  |  | 92.908 | 10034.064
| Catch Basin | Nos | 8 |  |  | 2531 | 20248
| Baffles for 18" pipe | Nos | 8 |  |  | 160 | 1280
| Inlet Frame Type: USF 4700-6223; Type P (R48") | Nos | 8 |  |  | 1849 | 14792
| Contingency | [5 empty] | 7983.357
3 | Sewage Collection system | [5 empty] | 42919.3584
| Providing & Laying of Drainge Pipes and jointing with approved sealent as per approved drawings & specifications. Excavation , Filling , ground levelling, maintaing proper slopes & levels as per approved drawings specification & as directed by Site Superintendent/Project manager. Rate is inclusive of pipe fittings, joineries,solvents ,other consumables, transport loading, unloading and all leads and lifts etc complete. | [5 empty] | 0
| Excavation For Sewer System | CY | 107.8108 |  |  | 6.51 | 701.8483
| Sanitary Sewer Pipes 6" P.V.C. | LF | 579 |  |  | 53.3975 | 30917.1525
| Sanitary Sewer Pipes 12" P.V.C. | LF | 118 |  |  | 73 | 8614 |  | wildwood_construction_costs_sanitary_sewer.pdf (wildwood-fl.gov)
| Sanitary Sewer 6” Cleanouts | EA | 10 |  |  | 67.6 | 676
Manholes- Providing & Installation of Reinforced concrete manhole with all connections & accessories with Man hole cover as per drawing & specifications.Structure manufacture (or) contractor shall confirm all steel reinforcement meet FDOT standards per index 200, section 415 and 425 prior to submitting any shop drawings for approval.Locking gates to be provided as required by city Miami Dade county.Rate is inclusive of pipe fittings, joineries,solvents ,other consumables, transport loading, unloading and all leads and lifts etc complete.
| Sanitary Manhole (8-10) | EA |  |  |  | 5850 | 0
| Sanitary Manhole (6-8) | EA |  |  |  | 3383.38 | 0
| Sanitary Manhole (0-6) | EA |  |  |  | 2840.89 | 0
| Contingency | [5 empty] | 2010.3576
4 | PAVING WORKS | [5 empty] | 839959.6835
Asphalt for Roads
Supply and Laying of 12" Stabilized Subgrade (LBR40) Compacted to 95% AASTHO T-180, 8" base Course (LBR100), Primed entire width, Compacted to 98% AASTHO T-180 and Asphaltic Concrete Surface course (1-1/2" Thk (2) 3/4" Lift (S-3)). work should be done as per drawing specifications & instructions given by Site Superintendent. Rate is inclusive of labour charges, lead & lifts, tools and tackles, machineries etc. All material & consumables, tools & tackles & machinery equipment etc. in Contractor scope.
| 12" Sub Base for paving | CY | 1067.0741 |  |  | 32.228 | 34389.6924
| 8" Lime rock Base for paving | CY | 26.4792 |  |  | 32.228 | 853.3738
| Asphalt for Roads in 2 lifts | Sy | 28811 |  |  | 27.26 | 785387.86
| Saw cut - Asphalt | FT |  |  |  |  | 0
1" Milling and resurfacing
| WHEEL STOPPER | [5 empty] | 0
| Supply and Installation of Wheel stopper. work should be done as per drawing specifications & instructions given by Site Superintendent. Rate is inclusive of labour charges, lead & lifts, tools and tackles, machineries etc. | EA | 71 |  |  | 50 | 3550
| ADA RAMPS WITH DETECTABLE WARNINGS | [5 empty] | 0
| Supply and Installation of ADA Ramps with M-DCPWD R13.3 with Tactile Mat . work should be done as per drawing specifications &as directed by Site Superintendent/Project manager Rate is inclusive of labour charges, lead & lifts, tools and tackles, machineries etc. | EA |  |  |  | 150 | 0
| Contingency | [5 empty] | 15778.7572
5 | Concrete works | [5 empty] | 82478.0368
| Concrete Works Side Walks | [5 empty] | 0
| Supply, Laying and finishing the surface of Sidewalks with proper 1/2" premoulded expansion Joint. work should be done as per drawing specifications & instructions given by Site Superintendent. Rate is inclusive of labour charges, lead & lifts, tools and tackles, machineries etc. All material, consumables, tools, tackles, machinery & equipment etc. in Contractor scope. | cyd | 325.9008 |  |  | 199.5997 | 65049.6888
| Supply and Laying Heavy Duty pavers. work should be done as per drawing specifications & instructions given by Site Superintendent. Rate is inclusive of labour charges, lead & lifts, tools and tackles, machineries etc. All material & consumables, tools & tackles & machinery equipment etc. in Contractor scope. | CY |  |  |  | 199.5997 | 0
| CURB AND GUTTER | [5 empty] | 0
| Type "F" Curb & Gutter - Supply of approved make as per architect Approval & Fixing precast RCC Curb with necessary excavation,Preparation of land, CM grouting and CM pointing etc., complete as detailed in drawings & specifications. Concrete shall be Minimun 3000PSI. Work should be done as directed by Site Superintendent/Project manager.Rate is inclusive of material ,labour charges, lead & lifts, tools and tackles, machineries etc. | FT | 467.48 |  |  | 14.44 | 6750.4112
| Supply and Lying of 2' valley Gutter. work should be done as per drawing specifications & instructions given by Site Superintendent. Rate is inclusive of labour charges, lead & lifts, tools and tackles, machineries etc. | FT | 467.48 |  |  | 14.44 | 6750.4112
| Contingency | [5 empty] | 3927.5256
6 | SIGNAGES AND MARKINGS | [5 empty] | 8034.48
Supply and Installation of signages with proper marking, excavation and concrete for placing of sign Boards. work should be done as per drawing specifications & instructions given by Site Superintendent. Rate is inclusive of labour charges, lead & lifts, tools and tackles, machineries etc. All material & consumables, tools & tackles & machinery equipment etc. in Contractor scope.
| 24" White Stop bar | LF | 34 |  |  | 4.08 | 138.72
| 6" White Thermo | LF |  |  |  | 0.65 | 0
| 4" Blue | LF | 152 |  |  | 0.65 | 98.8
| 24" White T | LF | 34 |  |  | 2 | 68
| (2) 6" Yellow Thermo | LF | 48.96 |  |  | 1 | 48.96
| 50 LF of 2-6" yellow thermo W/Y/Y RPM @ 20" O.C | LF |  |  |  | 1 | 0
| 12" White thermo CrossWalk | LF |  |  |  | 2.2 | 0
| 18" white Thermo @ 45"-10' O.C | LF |  |  |  | 1.8 | 0
| 18" Yellow Thermo @ 45"-20' O.C | LF |  |  |  | 1.8 | 0
| D3-1 | Nos |  |  |  | 250 | 0
| Turn left Arrow | Nos |  |  |  | 300 | 0
| OM4-1 | Nos | 2 |  |  | 230 | 460
| Stop; R1-1; 30" x 30" | Nos | 4 |  |  | 230 | 920
| W1-7 | Nos | 10 |  |  | 250 | 2500
| Handicap sign | NOs | 10 |  |  | 300 | 3000
| Gauge | Nos | 5 |  |  | 90 | 450
| Hardware | Nos | 10 |  |  | 35 | 350
7 | Landscaping works | [5 empty] | 876619.2339
7.1 | Supply, Transport and Planting trees and shrubs. Scope of Work includes Excavation, Placing of Plants by Removing burlap from top of the ball and Fetilizer pill evenly Distributed around the root ball, Backfilling with Planting soil, Plant should be supported and placed with the help of ground stake, nails and Bands. Street stees shall be placed within the swale area where demonstrated to be necessary due to right of way obstrcutions as determined by Miami dade County PWD .Work should be done as per drawing specifications & as directed by Site Superintendent/Project manager.Rate is including transport loading, unloading and all leads and lifts etc all complete., All materials & consumables, tools & machinery equipment etc. in Contractor scope.
Trees
1 | Jacaranda mimosifolia | EA | 34 |  |  | 520 | 17680
2 | Cordia sebestena | EA | 16 |  |  | 520 | 8320
6 | Chrysophyllum oliviforme | EA | 13 |  |  | 520 | 6760
7 | Senna surattensis | EA | 39 |  |  | 520 | 20280
8 | Conocarpus erectus 'sericeus' | EA | 40 |  |  | 520 | 20800
9 | Bursera simaruba, Gumbo limbo, Street trees | EA | 25 |  |  | 520 | 13000
10 | Bursera simaruba, Gumbo limbo | EA | 13 |  |  | 520 | 6760
11 | Bulnesia arborea | EA | 19 |  |  | 520 | 9880
12 | Quercus virginiana | EA | 3 |  |  | 520 | 1560
| Coccoloba diversiflora | EA | 22 |  |  | 520 | 11440
| Delonix regia | EA | 5
| Lagerstroemia indica 'Natchez' | EA | 13
Shrubs
| Agave attenuata, AA | EA | 44 |  |  | 40 | 1760
| Clusia guttifera, CG | EA | 826 |  |  | 40 | 33040
| Chrysobalanus icaco 'Red Tip', CI | EA | 3270 |  |  | 40 | 130800
| Ficus microcarpa 'Green Island', FM | EA | 785 |  |  | 40 | 31400
| Hamelia patens, HP | EA | 1250 |  |  | 40 | 50000
| Ixora 'Nora Grant', IN | EA | 144 |  |  | 40 | 5760
| Jatropha integerrima, JI | EA | 65 |  |  | 40 | 2600
| Psychotria nervosa, PN | EA | 1237 |  |  | 40 | 49480
Additional
1 | Supply & Placing of Typical fertilizer | NOS |  |  |  | 2 | 0
3 | Supply & laying Shredded mulch | BAG |  |  |  | 5.98 | 0
4 | Supply & installation of 2"X 4'S Toe nailed to ground stakes and 2"X 4'S banded to the trees | NOS |  |  |  | 6 | 0
5 | Labour charges for Watering | DAY |  |  |  | 200 | 0
8.2 | Supply and laying of Sod as per the project requirement.
1 | Supply and Installation of SOD | SF | 224247.79 |  |  | 0.65 | 145761.0635
2 | Level Area to be Sodded, Haul Away Debris | SF | 224247.79 |  |  | 0.2 | 44849.558
3 | Supply of Soil (22 yards per truck) | TRUCK | 450 |  |  | 550 | 247500
| Contingency | [5 empty] | 17188.6124
8 | Surveys & As builts | [5 empty] | 8800
| Surveys & As builts | Units | 4 |  |  | 2200 | 8800
2951467.2687

## CB BOQ
Sl.No | Scope of Works | UOM | Total Quantity | Wastage in % |  | Material |  | Service |  | Total Amount | Remarks | Rate Reference | Old Total Quantity
1 | Excavation & Backfilling |  |  |  |  | Rate | Amount | Rate | Amount
Backfilling with approved granular fill selected from excavated material and /or imported fill according to site soil report recommendation, this fill shall be placed in layers, each layer should not exceed 250 mm in thickness and compacted upto 98% modified proctor & Maximum Dry Density Test and subject to Engineer's approval in making up levels, including compaction and the like.
Excavation
| Excavation | CY | 419.4921 | 0.15 | 482.4159 | 0 | 0 | 30 | 14472.477 | 14472.477
| Backfilling | CY | 545.3397 | 0.2 | 654.4077 | 24 | 15705.7838 | 10 | 6544.0766 | 22249.8603
2 | Concrete works
| Vapour Barrier | Sft | 4584 | 0.15 | 2.6358 | 118.62 | 312.6586 | 1 | 2.6358 | 315.2944
| Anti terminte treatment | Sft | 5106.85 | 0.15 | 5872.8775
| Expansion Joint |  |  | 0.05 | 0 |  |  |  |  | 0
| Foundation Concrete | CY | 88.4382 | 0.04 | 91.9757 | 471 | 43320.5733 | 154 | 14164.2639 | 57484.8372
| Grade Slab Concrete including Ramp Area | CY | 70.5041 | 0.02 | 71.9142 | 220 | 15821.1172 | 150 | 10787.1254 | 26608.2426
| Grade Slab Shuttering | Sft | 5458.2 | 0.01 | 5512.782 |  |  |  |  | 0
| Ramp - Shuttering | Sft | 252.6311 | 0.02 | 257.6837
3 | Super structure works
Structural Steel Works
| Strutural Steel Column | Lbs | 3662.01 | 0.03 | 3771.8703 | 0.8 | 3017.4962 | 0.7 | 2640.3092 | 5657.8054
| Deck Reforcement Slab Steel | Lbs | 13590.9992 | 0.03 | 13998.7292 | 0.8 | 11198.9834 | 0.7 | 9799.1105 | 20998.0938
| CMU wall Reinforcement | Lbs | 21718.7228 | 0.03 | 22370.2844 | 0.8 | 17896.2276 | 0.7 | 15659.1991 | 33555.4267
Precast Works
| Precast Beams | cy | 33.811 | 0.02 | 34.4872 | 160 | 5517.9498 |  | 0 | 5517.9498
| Slab Concreting Works | cy | 134.7704 | 0.02 | 137.4658 | 220 | 30242.4711 | 160 | 21994.5244 | 52236.9956
| Waterproofing Works | Sft | 1232.48 | 0.03 | 1269.4544 | 5 | 6347.272 | 2 | 2538.9088 | 8886.1808
| Dry Wall Works | [5 empty] | 0
| Drywall - Finish coat of Portaland Cement plaster | Sft | 1075.4 | 0.01 | 1086.154 | 2 | 2172.308 | 0.32 | 347.5693 | 2519.8773
| Drywall - 5/8" Dense glass | Sft | 617 | 0.01 | 623.17 | 45 | 28042.65 | 0.41 | 255.4997 | 28298.1497
| Drywall - 1 5/8" Heavy Gage metal studs-16" OC | Rft | 480 | 0.01 | 484.8 | 4.36 | 2113.728 | 0.32 | 155.136 | 2268.864
| Drywall - Tracks | Rft | 194.49 | 0.01 | 196.4349 | 5 | 982.1745 | 0.32 | 62.8592 | 1045.0337
| Drywall - 5/8" GWB - Board Type-X | Sft | 1173.4 | 0.01 | 1185.134 | 19 | 22517.546 | 0.32 | 379.2429 | 22896.7889
| Drywall - Apply Bonding Agent Prior to skim coat of smooth sanded plaster | Sft | 1173.4 | 0.01 | 1185.134 | 5 | 5925.67 | 0.36 | 426.6482 | 6352.3182
| Drywall - 3 5/8" - C shapes steel Stud - 20GA | Rft | 460 | 0.01 | 464.6 | 12 | 5575.2 | 0.32 | 148.672 | 5723.872
| Drywall - 3 5/8" - C shapes steel Track - 20GA | Rft | 293.35 | 0.01 | 296.2835 | 10 | 2962.835 | 0.41 | 121.4762 | 3084.3112
| Drywall - 4" Bat Insulation | Sft | 586.7 | 0.01 | 592.567 | 50 | 29628.35 | 0.93 | 551.0873 | 30179.4373
[9 empty] | 0 | 0
| Nails for Trackfast | Box | 1 | 0.01 | 1.01 | 65.5 | 66.155 |  | 0 | 66.155
| Framing screws | Box | 2 | 0.1 | 2.2 | 119 | 261.8 |  | 0 | 261.8
| Drywall screw | Box | 1 | 0.1 | 1.1 | 73.5 | 80.85 |  | 0 | 80.85
| Drywall screw | Box | 2 | 0.1 | 2.2 | 73.5 | 161.7 |  | 0 | 161.7
| Drywall screw (for wood struds) | Box | 3 | 0.1 | 3.3 | 67.5 | 222.75 |  | 0 | 222.75
| Paper Joint Tape-2-1/16'' x 500' | EA | 3 | 0.1 | 3.3 | 5.33 | 17.589 |  | 0 | 17.589
| Mesh Tape for Drywall (Joint) | EA | 5 | 0.1 | 5.5 | 4.2 | 23.1 |  | 0 | 23.1
| Easy Sand - Durabond 90 | Lb | 363.2244 | 0.05 | 381.3856 | 0.49944 | 190.4809 |  | 0 | 190.4809
| Sandpaper 150 | Box | 3 | 0.01 | 3.03 | 18.9 | 57.267 |  | 0 | 57.267
| Sandpaper 80 | Box | 1 | 0.01 | 1.01 | 19 | 19.19 |  | 0 | 19.19
| 120 Grit - Single Angled Sanding Sponge | EA | 5 | 0.01 | 5.05 | 2.05 | 10.3525 |  | 0 | 10.3525
[9 empty] | 0 | 0
Ceiling
| Ceiling - Finish coat of Portaland Cement plaster | Sft | 4239.5 | 0.1 | 4663.45 | 2 | 9326.9 | 0.32 | 1492.304 | 10819.204
| Ceiling - 5/8" Dense glass | Sft | 4239.5 | 0.1 | 4663.45 | 1.2 | 5596.14 | 0.36 | 1678.842 | 7274.982
| Ceiling -1 5/8" Heavy Gage metal studs-16" OC | Rft | 3028.2143 | 0.05 | 3179.625 | 2.3 | 7313.1375 | 0.69 | 2193.9412 | 9507.0788
| Ceiling -Tracks | Rft | 2826.3333 | 0.1 | 3108.9667 | 2.3 | 7150.6233 | 0.69 | 2145.187 | 9295.8103
| Ceiling -R-19 - Fiberglass Insulation / Attic | Lbs | 3815.55 | 0.1 | 4197.105 | 5 | 20985.525 | 1.5 | 6295.6575 | 27281.1825
| Ceiling-Easy Sand - Durabond 90 | Lbs | 254.37 | 0.1 | 279.807 | 0.49944 | 139.7481 |  | 0 | 139.7481
| Framing screws | Box | 3 | 0.1 | 3.3 | 119 | 392.7 |  | 0 | 392.7
| Drywall screw | Box | 1 | 0.1 | 1.1 | 73.5 | 80.85 |  | 0 | 80.85
| Drywall screw | Box | 1 | 0.1 | 1.1 | 73.5 | 80.85 |  | 0 | 80.85
| Drywall screw (for wood struds) | Box | 1 | 0.1 | 1.1 | 67.5 | 74.25 |  | 0 | 74.25
| Fascia | Sft | 4239.5 | 0.1 | 4663.45 | 44 | 205191.8 |  | 0 | 205191.8
0
Doors
| Aluminium / Glass Clear satin Anodize finish | EA | 4 |  | 4 | 1500 | 6000 | 450 | 1800 | 7800
| Heavy gauge steel | EA | 6 |  | 6 | 2000 | 12000 | 600 | 3600 | 15600
| Insulated Heavy Gage Rolling steel Door | EA | 1 |  | 1 | 4000 | 4000 | 1200 | 1200 | 5200
| Solid Wood Door | EA | 1 |  | 1 | 150 | 150 | 45 | 45 | 195
|  |  | 12 |  |  |  | 0 |  | 0 | 0
| Screw for metal door frame fixing | Lb | 204 | 0.05 | 214.2 | 0.082756 | 17.7262 |  | 0 | 17.7262
| 20 Oz Sausage DOWSIL 790 Sandstone Silicone Sealant | EA | 3 | 0.05 | 3.15 | 17.68 | 55.692 |  | 0 | 55.692
| 3/4" Opened Cell Backer Rod | Rft | 208.82 | 0.05 | 219.261 | 0.49 | 107.4379 |  | 0 | 107.4379
| Wooden Shims | BOX | 5 | 0.05 | 5.25 | 0.00089 | 0.0046725 |  | 0 | 0.0046725
| Flat-Head Concrete Anchors (50Pack) | EA | 240 | 0.05 | 252 | 0.2986 | 75.2472 |  | 0 | 75.2472
| Flat-Head Concrete Anchors (50Pack) | EA | 240 | 0.05 | 252 | 0.2986 | 75.2472 |  | 0 | 75.2472
[9 empty] | 0 | 0
Windows
| Aluminium / Glass Clear satin Anodize finish (Single Hung) | EA | 2 | 0.01 | 2.02 | 350 | 707 | 105 | 212.1 | 919.1
| Aluminium / Glass Clear satin Anodize finish (Fixed Glass) | EA | 1 | 0.01 | 1.01 | 5000 | 5050 | 1500 | 1515 | 6565
| Aluminium (Louver) | EA | 11 | 0.01 | 11.11 | 500 | 5555 | 150 | 1666.5 | 7221.5
14
| Flat-Head Concrete Anchors | EA | 280 | 0.05 | 294 | 0.2986 | 87.7884 |  | 0 | 87.7884
| Flat-Head Concrete Anchors | EA | 280 | 0.05 | 294 | 0.2986 | 87.7884 |  | 0 | 87.7884
| 3/4" Opened Cell Backer Rod | Rft | 75.3333 | 0.05 | 79.1 | 0.49 | 38.759 |  | 0 | 38.759
| 20 Oz Sausage DOWSIL 790 Sandstone Silicone Sealant | EA | 42 | 0.05 | 44.1 | 17.68 | 779.688 |  | 0 | 779.688
| Plastic Shims | Box | 28 | 0.05 | 29.4 | 73.25 | 2153.55 |  | 0 | 2153.55
Flooring
| F3 - Sealeast exposed Finish concrete, Exterior grade finish | Sft | 3575.03 | 0.25 | 4468.7875 | 5 | 22343.9375 | 1.5 | 6703.1812 | 29047.1187
| F2 - Porcelain tiles 12"x12" (Hemp) | Sft | 1231.14 | 0.25 | 1538.925 | 1.47 | 2262.2198 | 1.8 | 2770.065 | 5032.2848
| F1 - Porcelain tiles 8"x8" (Graphite) | Sft |  | 0.25 | 0 | 1.47 | 0 | 1.8 | 0 | 0
| Transition Strip | EA | 50 | 0.05 | 52.5 | 14 | 735 | 1.8 | 94.5 | 829.5
| White Double Bevelled 4"x 36" Marble Threshold Floor | EA | 10 | 0.05 | 10.5 | 13.71 | 143.955 | 1.8 | 18.9 | 162.855
| White Double Bevelled 6"x 36" Marble Threshold Floor | EA | 5 | 0.05 | 5.25 | 20 | 105 | 1.8 | 9.45 | 114.45
| Kitchen Backsplash | Sft | 129.6 | 0.25 | 162 | 4.5 | 729 | 1.8 | 291.6 | 1020.6
| Laticrete thin-set Mortar | Lbs | 6728.638 | 0.05 | 7065.0699 | 0.35 | 2472.7745 |  | 0 | 2472.7745
| Horseshoe shime tile spacer | Bag | 50 | 0 | 50 | 13.99 | 699.5 |  | 0 | 699.5
| Permacolor - (Grout) | Lbs | 841.0797 | 0.05 | 883.1337 | 1.28 | 1130.4112 |  | 0 | 1130.4112
| Floor protection sheet X-Board (Optional) | EA | 16.0206 | 0.05 | 16.8216 | 27 | 454.1831 |  | 0 | 454.1831
| B1 - 6"x 8" Porcelain stone | Rft | 266.74 | 0.05 | 280.077 | 18.94 | 5304.6584 | 2 | 560.154 | 5864.8124
| B2 - 2'x 6" P.T Wood - White | Rft | 107.69 | 0.05 | 113.0745 | 18.94 | 2141.631 | 2 | 226.149 | 2367.78
| 18-Gauge x 3/4 in. Glue Collated Brad Nail (1000 per Box) | EA | 35 | 0.05 | 36.75 | 6.48 | 238.14 | 0 | 0 | 238.14
Painting Works
| Wall painting Works | Sft | 2813.4056
| Ceiling painting Works | Sft | 4239.5
Internal Painting
| Concrete Cover Compound as base coat - 2 coat on concrete surface only (Wall & ceiling) | SFT | 7089.59 | 0.05 | 7444.0695 | 0.15 | 1116.6104 | 0.2 | 1488.8139 | 2605.4243
| Concrete Cover Compound as texture coat - Wall & ceiling (all walls) - Magnum SPRAY TEXTURE R-1002/r-1011 | LBS | 708.959 | 0.05 | 744.407 | 0.265 | 197.2678 | 0.058032 | 43.1991 | 240.467
| PVA drywall primer & sealer as primer - 1 coat | SFT | 7089.59 | 0.05 | 7444.0695 | 8.9 | 66252.2186 | 0.058032 | 431.9912 | 66684.2097
| Interior latex paint (2 coats) for rooms and ceilings incl.toilet - Extra White Flat - Color: White | SFT | 7089.59 | 0.05 | 7444.0695 | 9.25 | 68857.6429 | 0.092851 | 691.1859 | 69548.8288
| External Painting |  |  |  | 0 |  | 0 |  | 0 | 0
| Stucco works | Sqft | 2813.4056 | 0.01 | 2841.5397 | 0 | 0 | 3 | 8524.619 | 8524.619
| Drylok Extreme Primer- Exterior Waterproofing - 1 coat | Gallon | 37.5121 | 0.05 | 39.3877 | 6.058 | 238.6106 | 0.1 | 3.9388 | 242.5493
| External Paint | Gallon | 28.1341 | 0.05 | 29.5408 | 22.23 | 656.6911 | 0.33 | 9.7485 | 666.4395
| Joint compound sealant | EA |  | 0.05 | 0 | 6.42 | 0 | 2.568 | 0 | 0
| Stucco corner beading - Aluminium-2"X2" | Rft |  | 0.05 | 0 | 0.27 | 0 | 0.108 | 0 | 0
| Bonding agent - CB 901 (Blue colour) | Bucket |  | 0.05 | 0 | 59.5 | 0 | 23.8 | 0 | 0
| Sika Repair 223 Mortar | Bag |  | 0.05 | 0 | 25.8 | 0 | 10.32 | 0 | 0
| Hand Rail | [5 empty] | 0
| Hand Rail | Rft | 33.32 |  | 33.32 |  | 0 |  | 0 | 0
| Casegoods | [5 empty] | 0
| Kitchen Cabinets | Nos | 5 |  | 5 |  | 0 |  | 0 | 0
| Kitchen Countertop | Nos | 5 |  | 5 |  | 0 |  | 0 | 0
Miscellaneous
| Foundation Misc | Nos | 15 |  | 15 |  |  | 35 | 525 | 525
| Found. Services | Nos | 1 |  | 1 |  |  | 350 | 350 | 350
| Found. Services | Nos | 1 |  | 1 |  |  | 450 | 450 | 450
| Found. Services | Nos | 1 |  | 1 |  |  | 400 | 400 | 400
| Foundation Misc | Nos | 5 |  | 5 |  |  | 85 | 425 | 425
| Str. Services | Nos | 4 |  | 4 |  |  | 35 | 140 | 140
| Str. Misc | Nos | 1 |  | 1 |  |  | 350 | 350 | 350
| Str. Misc | Nos | 10 |  | 10 |  |  | 450 | 4500 | 4500
| Str. Services | Nos | 1 |  | 1 |  |  | 400 | 400 | 400
| Str. Services | Nos | 5 |  | 5 |  |  | 350 | 1750 | 1750
| Str. Misc | Nos | 1 |  | 1 |  |  | 300 | 300 | 300
| Str. Misc | Nos | 24 |  | 24 |  |  | 400 | 9600 | 9600
| Str. Misc | Nos | 1 |  | 1 |  |  | 400 | 400 | 400
| Finishing Misc | Nos | 1 |  | 1 |  |  | 250 | 250 | 250
| Finishing Misc | Nos | 2 |  | 2 |  |  | 125 | 250 | 250
886617.9823
Note on F9: Converted into Rolls

## Central Building
| Project name: | Flora Park
Total land development area:
Total unit:
Sl.no | Description | Location | Nos | Length | Breadth | Height | Qty | Unit | Total | Unit | Ref sheet | Remarks | WBS code
A | EXCAVATION & BACKFILL | Central Building
1 |  | CW2 24 x 16 | [6 empty] | 8.243 | Cyd
|  |  | 1 | 12.33 | 2 | 1.33 | 32.7978 | Cyd
|  |  | 1 | 3 | 2 | 1.33 | 7.98 | Cyd
|  |  | 1 | 5.67 | 2 | 1.33 | 15.0822 | Cyd
|  |  | 1 | 22 | 2 | 1.33 | 58.52 | Cyd
|  |  | 1 | 18 | 2 | 1.33 | 47.88 | Cyd
|  |  | 1 | 22.67 | 2 | 1.33 | 60.3022 | Cyd | [5 empty] | 2.6667
|  | CW2 32 x 16 | [6 empty] | 7.3652 | Cyd
|  |  | 1 | 28 | 2.67 | 1.33 | 99.4308 | Cyd
|  |  | 1 | 28 | 2.67 | 1.33 | 99.4308 | Cyd
|  | CW2 16 x 12 | [6 empty] | 13.6448 | Cyd
|  |  | 1 | 28 | 1.33 | 1 | 37.24 | Cyd
|  |  | 1 | 84.67 | 1.33 | 1 | 112.6111 | Cyd
|  |  | 1 | 42.67 | 1.33 | 1 | 56.7511 | Cyd
|  |  | 1 | 76.5 | 1.33 | 1 | 101.745 | Cyd
|  |  | 1 | 6 | 1.33 | 1 | 7.98 | Cyd
|  |  | 1 | 18.33 | 1.33 | 1 | 24.3789 | Cyd
|  |  | 1 | 7.5 | 1.33 | 1 | 9.975 | Cyd
|  |  | 1 | 6 | 1.33 | 1 | 7.98 | Cyd
|  |  | 1 | 7.33 | 1.33 | 1 | 9.7489 | Cyd
|  | CW2 20 x 12 | [6 empty] | 12.3759 | Cyd
|  |  | 1 | 7.33 | 1.67 | 1 | 12.2411 | Cyd | [5 empty] | 1.6667
|  |  | 1 | 7.5 | 1.67 | 1 | 12.525 | Cyd
|  |  | 1 | 21.67 | 1.67 | 1 | 36.1889 | Cyd
|  |  | 1 | 60.67 | 1.67 | 1 | 101.3189 | Cyd
|  |  | 1 | 21.67 | 1.67 | 1 | 36.1889 | Cyd
|  |  | 1 | 5.17 | 1.67 | 1 | 8.6339 | Cyd
|  |  | 1 | 3.5 | 1.67 | 1 | 5.845 | Cyd
|  |  | 1 | 18.33 | 1.67 | 1 | 30.6111 | Cyd
|  |  | 1 | 3.5 | 1.67 | 1 | 5.845 | Cyd
|  |  | 1 | 8.17 | 1.67 | 1 | 13.6439 | Cyd
|  |  | 1 | 5.25 | 1.67 | 1 | 8.7675 | Cyd
|  |  | 1 | 8.67 | 1.67 | 1 | 14.4789 | Cyd
|  |  | 1 | 16.33 | 1.67 | 1 | 27.2711 | Cyd
|  |  | 1 | 7 | 1.67 | 1 | 11.69 | Cyd
|  |  | 1 | 5.33 | 1.67 | 1 | 8.9011 | Cyd
|  | CW2 32 x 12 | [6 empty] | 9.5758 | Cyd |  |  |  | 2.6667
|  |  | 1 | 7.33 | 2.67 | 1 | 19.5711 | Cyd
|  |  | 1 | 7.5 | 2 | 1.33 | 19.95 | Cyd
|  |  | 1 | 21.67 | 2 | 1.33 | 57.6422 | Cyd
|  |  | 1 | 60.67 | 2 | 1.33 | 161.3822 | Cyd
|  | CW2 36 x 12 | [6 empty] | 8.3067 | Cyd |  |  |  | 2.6667
|  |  | 2 | 42 | 2.67 | 1 | 224.28 | Cyd
|  | F2 56 x 80 x 20 | [6 empty] | 9.9272 | Cyd
|  |  | 5 | 4.6667 | 6.6667 | 1.6667 | 259.2593 | Cyd
|  |  | 5 | 1.5 | 1 | 1.6667 | 8.775 | Cyd |  |  |  | Trapezodal Shape Qty |  |  | 1.5 |  | 1/3(A1 + A2 + (Sqroot(A1 X A2)H)
1.17
|  | F2 52 x 108 x 24 | [6 empty] | 6.3522 | Cyd | [5 empty] | A1 | A2 | Sqroot |  | H | Total Qty
|  |  | 2 | 4.6667 | 9 | 2 | 168 | Cyd | [6 empty] | 0.33333 | 2.25 | 1.3689 | 3.08 | 1.755 | 1 | 1.755
|  |  | 2 | 1.5 | 1 | 1.6667 | 3.51 | Cyd
Column Steel
| ST4 3" x 6'' x 3/8" |  | 4
| ST5 8" x 8'' x 3/8" |  | 5 | [6 empty] | Steel Cap Plate 11 x 13 x 3/4" | Steel Base Plates of Size 13 x 13 x 3/4"
| ST6 8" x 8'' x 1/2" |  | 2 | [6 empty] | Steel Cap Plate 11 x 13 x 3/4" | Steel Base Plates of Size 13 x 13 x 3/4"
L1 BOL EL : 8'-0"
L1 BOL EL : 7'-0"
L1 BOL EL : 7'-0"
4"

## BBS
| 0.414 | 0.376 | 0.038 | 38
Bar Name | Description of Bar | Gauge of Bar(#) | Bar Size in Inch | Spacing (Inch) | Length of Beam (Inch) | Spacing Length (inch) | No of Bars | No of repetitions | Length of Bar (Inch) | [6 empty] | Shape of Bar |  | Bar length in feet | Cutting Length For Each (Inch) | Total Length (Feet) | Weight of Bar (Lb/ft) | [7 empty] | Remarks
[9 empty] | A | B | C | D | E | F | G | [5 empty] | 3 | 4 | 5 | 6 | 7 | 8 | 9 | 10
[21 empty] | 0.376 | 0.668 | 1.043 | 1.502 | 2.044 | 2.67 | 3.4 | 4.303
A1 | CW2 - 20X12 | 60 | 8 | 728 | 260.04 | 20 | 12 | 12
[6 empty] | 3 | 2
| Bottom Bars - Straight | 5 | 0.625 |  | 260.04 |  | 2 | 1 |  | 256.04 | [7 empty] | 21.3367 | 256.04 | 42.6733 | 0 | 0 | 44.5083 | 0 | 0 | 0 | 0 | 0
21.3367
| Bottom Bar - L Bar at ends | 5 | 0.625 |  |  |  | 2 | 2 | 30 | 30 | [7 empty] | 5 | 60 | 20 | 0 | 0 | 20.86 | 0 | 0 | 0 | 0 | 0
2.5
2.5
| Vertical Bars | 5 | 0.625 | 16 |  |  | 17 | 1 | 6 | 46 | 132 | [6 empty] | 15.3333 | 184 | 260.6667 | 0 | 0 | 271.8753 | 0 | 0 | 0 | 0 | 0
0.5
14.8333
| Horizontal Bars | 5 | 0.625 | 16 |  |  | 9 | 1 |  | 256.04 | [7 empty] | 21.3367 | 256.04 | 192.03 | 0 | 0 | 200.2873 | 0 | 0 | 0 | 0 | 0
21.3367
A2 | CW2 - 20X12 | 60 | 8 |  | 728.04 | 20 | 12 | 12
[6 empty] | 3 | 2
| Bottom Bars - Straight | 5 | 0.625 |  | 728.04 |  | 2 | 1 |  | 724.04 | [7 empty] | 60.3367 | 724.04 | 120.6733 | 0 | 0 | 125.8623 | 0 | 0 | 0 | 0 | 0
60.3367
| Bottom Bar - L Bar at ends | 5 | 0.625 |  |  |  | 2 | 2 | 30 | 30 | [7 empty] | 5 | 60 | 20 | 0 | 0 | 20.86 | 0 | 0 | 0 | 0 | 0
2.5
2.5
| Vertical Bars | 5 | 0.625 | 16 |  |  | 46 | 1 | 6 | 46 | 132 | [6 empty] | 15.3333 | 184 | 705.3333 | 0 | 0 | 735.6627 | 0 | 0 | 0 | 0 | 0
0.5
14.8333
| Horizontal Bars | 5 | 0.625 | 16 |  |  | 9 | 1 |  | 724.04 | [7 empty] | 60.3367 | 724.04 | 543.03 | 0 | 0 | 566.3803 | 0 | 0 | 0 | 0 | 0
60.3367
A3 | CW2 - 20X12 | 60 | 8 |  | 260.04 | 20 | 12 | 12
[6 empty] | 3 | 2
| Bottom Bars - Straight | 5 | 0.625 |  | 260.04 |  | 2 | 1 |  | 256.04 | [7 empty] | 21.3367 | 256.04 | 42.6733 | 0 | 0 | 44.5083 | 0 | 0 | 0 | 0 | 0
21.3367
| Bottom Bar - L Bar at ends | 5 | 0.625 |  |  |  | 2 | 2 | 30 | 30 | [7 empty] | 5 | 60 | 20 | 0 | 0 | 20.86 | 0 | 0 | 0 | 0 | 0
2.5
2.5
| Vertical Bars | 5 | 0.625 | 16 |  |  | 17 | 1 | 6 | 46 | 132 | [6 empty] | 15.3333 | 184 | 260.6667 | 0 | 0 | 271.8753 | 0 | 0 | 0 | 0 | 0
0.5
14.8333
| Horizontal Bars | 5 | 0.625 | 16 |  |  | 9 | 1 |  | 256.04 | [7 empty] | 21.3367 | 256.04 | 192.03 | 0 | 0 | 200.2873 | 0 | 0 | 0 | 0 | 0
21.3367
A4 | CW2 - 20X12 | 60 | 8 |  | 107.64 | 20 | 12 | 12
[6 empty] | 3 | 2
| Bottom Bars - Straight | 5 | 0.625 |  | 107.64 |  | 2 | 1 |  | 103.64 | [7 empty] | 8.6367 | 103.64 | 17.2733 | 0 | 0 | 18.0161 | 0 | 0 | 0 | 0 | 0
8.6367
| Bottom Bar - L Bar at ends | 5 | 0.625 |  |  |  | 2 | 2 | 30 | 30 | [7 empty] | 5 | 60 | 20 | 0 | 0 | 20.86 | 0 | 0 | 0 | 0 | 0
2.5
2.5
| Vertical Bars | 5 | 0.625 | 16 |  |  | 7 | 1 | 6 | 46 | 132 | [6 empty] | 15.3333 | 184 | 107.3333 | 0 | 0 | 111.9487 | 0 | 0 | 0 | 0 | 0
0.5
14.8333
| Horizontal Bars | 5 | 0.625 | 16 |  |  | 9 | 1 |  | 103.64 | [7 empty] | 8.6367 | 103.64 | 77.73 | 0 | 0 | 81.0724 | 0 | 0 | 0 | 0 | 0
8.6367
A5 | CW2 - 20X12 | 60 | 8 |  | 110.04 | 20 | 12 | 12
[6 empty] | 3 | 2
| Bottom Bars - Straight | 5 | 0.625 |  | 110.04 |  | 2 | 1 |  | 106.04 | [7 empty] | 8.8367 | 106.04 | 17.6733 | 0 | 0 | 18.4333 | 0 | 0 | 0 | 0 | 0
8.8367
| Bottom Bar - L Bar at ends | 5 | 0.625 |  |  |  | 2 | 2 | 30 | 30 | [7 empty] | 5 | 60 | 20 | 0 | 0 | 20.86 | 0 | 0 | 0 | 0 | 0
2.5
2.5
| Vertical Bars | 5 | 0.625 | 16 |  |  | 7 | 1 | 6 | 46 | 132 | [6 empty] | 15.3333 | 184 | 107.3333 | 0 | 0 | 111.9487 | 0 | 0 | 0 | 0 | 0
0.5
14.8333
| Horizontal Bars | 5 | 0.625 | 16 |  |  | 9 | 1 |  | 106.04 | [7 empty] | 8.8367 | 106.04 | 79.53 | 0 | 0 | 82.9498 | 0 | 0 | 0 | 0 | 0
8.8367
A6 | CW2 - 20X12 | 60 | 8 |  | 123.96 | 20 | 12 | 12
[6 empty] | 3 | 2
| Bottom Bars - Straight | 5 | 0.625 |  | 123.96 |  | 2 | 1 |  | 119.96 | [7 empty] | 9.9967 | 119.96 | 19.9933 | 0 | 0 | 20.853 | 0 | 0 | 0 | 0 | 0
9.9967
| Bottom Bar - L Bar at ends | 5 | 0.625 |  |  |  | 2 | 2 | 30 | 30 | [7 empty] | 5 | 60 | 20 | 0 | 0 | 20.86 | 0 | 0 | 0 | 0 | 0
2.5
2.5
| Vertical Bars | 5 | 0.625 | 16 |  |  | 8 | 1 | 6 | 46 | 132 | [6 empty] | 15.3333 | 184 | 122.6667 | 0 | 0 | 127.9413 | 0 | 0 | 0 | 0 | 0
0.5
14.8333
| Horizontal Bars | 5 | 0.625 | 16 |  |  | 9 | 1 |  | 119.96 | [7 empty] | 9.9967 | 119.96 | 89.97 | 0 | 0 | 93.8387 | 0 | 0 | 0 | 0 | 0
9.9967
A7 | CW2 - 20X12 | 60 | 8 |  | 123.96 | 20 | 12 | 12
[6 empty] | 3 | 2
| Bottom Bars - Straight | 5 | 0.625 |  | 123.96 |  | 2 | 1 |  | 119.96 | [7 empty] | 9.9967 | 119.96 | 19.9933 | 0 | 0 | 20.853 | 0 | 0 | 0 | 0 | 0
9.9967
| Bottom Bar - L Bar at ends | 5 | 0.625 |  |  |  | 2 | 2 | 30 | 30 | [7 empty] | 5 | 60 | 20 | 0 | 0 | 20.86 | 0 | 0 | 0 | 0 | 0
2.5
2.5
| Vertical Bars | 5 | 0.625 | 16 |  |  | 8 | 1 | 6 | 46 | 132 | [6 empty] | 15.3333 | 184 | 122.6667 | 0 | 0 | 127.9413 | 0 | 0 | 0 | 0 | 0
0.5
14.8333
| Horizontal Bars | 5 | 0.625 | 16 |  |  | 9 | 1 |  | 119.96 | [7 empty] | 9.9967 | 119.96 | 89.97 | 0 | 0 | 93.8387 | 0 | 0 | 0 | 0 | 0
9.9967
A8 | CW2 - 20X12 | 60 | 8 |  | 195.96 | 20 | 12 | 12
[6 empty] | 3 | 2
| Bottom Bars - Straight | 5 | 0.625 |  | 195.96 |  | 2 | 1 |  | 191.96 | [7 empty] | 15.9967 | 191.96 | 31.9933 | 0 | 0 | 33.369 | 0 | 0 | 0 | 0 | 0
15.9967
| Bottom Bar - L Bar at ends | 5 | 0.625 |  |  |  | 2 | 2 | 30 | 30 | [7 empty] | 5 | 60 | 20 | 0 | 0 | 20.86 | 0 | 0 | 0 | 0 | 0
2.5
2.5
| Vertical Bars | 5 | 0.625 | 16 |  |  | 13 | 1 | 6 | 46 | 132 | [6 empty] | 15.3333 | 184 | 199.3333 | 0 | 0 | 207.9047 | 0 | 0 | 0 | 0 | 0
0.5
14.8333
| Horizontal Bars | 5 | 0.625 | 16 |  |  | 9 | 1 |  | 191.96 | [7 empty] | 15.9967 | 191.96 | 143.97 | 0 | 0 | 150.1607 | 0 | 0 | 0 | 0 | 0
15.9967
A9 | CW2 - 20X12 | 60 | 8 |  | 201 | 20 | 12 | 12
[6 empty] | 3 | 2
| Bottom Bars - Straight | 5 | 0.625 |  | 201 |  | 2 | 1 |  | 197 | [7 empty] | 16.4167 | 197 | 32.8333 | 0 | 0 | 34.2452 | 0 | 0 | 0 | 0 | 0
16.4167
| Bottom Bar - L Bar at ends | 5 | 0.625 |  |  |  | 2 | 2 | 30 | 30 | [7 empty] | 5 | 60 | 20 | 0 | 0 | 20.86 | 0 | 0 | 0 | 0 | 0
2.5
2.5
| Vertical Bars | 5 | 0.625 | 16 |  |  | 13 | 1 | 6 | 46 | 132 | [6 empty] | 15.3333 | 184 | 199.3333 | 0 | 0 | 207.9047 | 0 | 0 | 0 | 0 | 0
0.5
14.8333
| Horizontal Bars | 5 | 0.625 | 16 |  |  | 9 | 1 |  | 197 | [7 empty] | 16.4167 | 197 | 147.75 | 0 | 0 | 154.1033 | 0 | 0 | 0 | 0 | 0
16.4167
A10 | CW2 - 20X12 | 60 | 8 |  | 62.04 | 20 | 12 | 12
[6 empty] | 3 | 2
| Bottom Bars - Straight | 5 | 0.625 |  | 62.04 |  | 2 | 1 |  | 58.04 | [7 empty] | 4.8367 | 58.04 | 9.6733 | 0 | 0 | 10.0893 | 0 | 0 | 0 | 0 | 0
4.8367
| Bottom Bar - L Bar at ends | 5 | 0.625 |  |  |  | 2 | 2 | 30 | 30 | [7 empty] | 5 | 60 | 20 | 0 | 0 | 20.86 | 0 | 0 | 0 | 0 | 0
2.5
2.5
| Vertical Bars | 5 | 0.625 | 16 |  |  | 4 | 1 | 6 | 46 | 132 | [6 empty] | 15.3333 | 184 | 61.3333 | 0 | 0 | 63.9707 | 0 | 0 | 0 | 0 | 0
0.5
14.8333
| Horizontal Bars | 5 | 0.625 | 16 |  |  | 9 | 1 |  | 58.04 | [7 empty] | 4.8367 | 58.04 | 43.53 | 0 | 0 | 45.4018 | 0 | 0 | 0 | 0 | 0
4.8367
A11 | CW2 - 20X12 | 60 | 8 |  | 219.96 | 20 | 12 | 12
[6 empty] | 3 | 2
| Bottom Bars - Straight | 5 | 0.625 |  | 219.96 |  | 2 | 1 |  | 215.96 | [7 empty] | 17.9967 | 215.96 | 35.9933 | 0 | 0 | 37.541 | 0 | 0 | 0 | 0 | 0
17.9967
| Bottom Bar - L Bar at ends | 5 | 0.625 |  |  |  | 2 | 2 | 30 | 30 | [7 empty] | 5 | 60 | 20 | 0 | 0 | 20.86 | 0 | 0 | 0 | 0 | 0
2.5
2.5
| Vertical Bars | 5 | 0.625 | 16 |  |  | 14 | 1 | 6 | 46 | 132 | [6 empty] | 15.3333 | 184 | 214.6667 | 0 | 0 | 223.8973 | 0 | 0 | 0 | 0 | 0
0.5
14.8333
| Horizontal Bars | 5 | 0.625 | 16 |  |  | 9 | 1 |  | 215.96 | [7 empty] | 17.9967 | 215.96 | 161.97 | 0 | 0 | 168.9347 | 0 | 0 | 0 | 0 | 0
17.9967
A12 | CW2 - 20X12 | 60 | 8 |  | 62.04 | 20 | 12 | 12
[6 empty] | 3 | 2
| Bottom Bars - Straight | 5 | 0.625 |  | 62.04 |  | 2 | 1 |  | 58.04 | [7 empty] | 4.8367 | 58.04 | 9.6733 | 0 | 0 | 10.0893 | 0 | 0 | 0 | 0 | 0
4.8367
| Bottom Bar - L Bar at ends | 5 | 0.625 |  |  |  | 2 | 2 | 30 | 30 | [7 empty] | 5 | 60 | 20 | 0 | 0 | 20.86 | 0 | 0 | 0 | 0 | 0
2.5
2.5
| Vertical Bars | 5 | 0.625 | 16 |  |  | 4 | 1 | 6 | 46 | 132 | [6 empty] | 15.3333 | 184 | 61.3333 | 0 | 0 | 63.9707 | 0 | 0 | 0 | 0 | 0
0.5
14.8333
| Horizontal Bars | 5 | 0.625 | 16 |  |  | 9 | 1 |  | 58.04 | [7 empty] | 4.8367 | 58.04 | 43.53 | 0 | 0 | 45.4018 | 0 | 0 | 0 | 0 | 0
4.8367
A13 | CW2 - 20X12 | 60 | 8 |  | 108 | 20 | 12 | 12
[6 empty] | 3 | 2
| Bottom Bars - Straight | 5 | 0.625 |  | 108 |  | 2 | 1 |  | 104 | [7 empty] | 8.6667 | 104 | 17.3333 | 0 | 0 | 18.0787 | 0 | 0 | 0 | 0 | 0
8.6667
| Bottom Bar - L Bar at ends | 5 | 0.625 |  |  |  | 2 | 2 | 30 | 30 | [7 empty] | 5 | 60 | 20 | 0 | 0 | 20.86 | 0 | 0 | 0 | 0 | 0
2.5
2.5
| Vertical Bars | 5 | 0.625 | 16 |  |  | 7 | 1 | 6 | 46 | 132 | [6 empty] | 15.3333 | 184 | 107.3333 | 0 | 0 | 111.9487 | 0 | 0 | 0 | 0 | 0
0.5
14.8333
| Horizontal Bars | 5 | 0.625 | 16 |  |  | 9 | 1 |  | 104 | [7 empty] | 8.6667 | 104 | 78 | 0 | 0 | 81.354 | 0 | 0 | 0 | 0 | 0
8.6667
B1 | CW2 - 16X12 | 60 | 8 |  | 254.04 | 16 | 12 | 12
[6 empty] | 3 | 2
| Bottom Bars - Straight | 5 | 0.625 |  | 254.04 |  | 2 | 1 |  | 250.04 | [7 empty] | 20.8367 | 250.04 | 41.6733 | 0 | 0 | 43.4653 | 0 | 0 | 0 | 0 | 0
20.8367
| Bottom Bar - L Bar at ends | 5 | 0.625 |  |  |  | 2 | 2 | 30 | 30 | [7 empty] | 5 | 60 | 20 | 0 | 0 | 20.86 | 0 | 0 | 0 | 0 | 0
2.5
2.5
| Vertical Bars | 5 | 0.625 | 16 |  |  | 16 | 1 | 6 | 46 | 132 | [6 empty] | 15.3333 | 184 | 245.3333 | 0 | 0 | 255.8827 | 0 | 0 | 0 | 0 | 0
0.5
14.8333
| Horizontal Bars | 5 | 0.625 | 16 |  |  | 9 | 1 |  | 250.04 | [7 empty] | 20.8367 | 250.04 | 187.53 | 0 | 0 | 195.5938 | 0 | 0 | 0 | 0 | 0
20.8367
B2 | CW2 - 16X12 | 60 | 8 |  | 110.04 | 16 | 12 | 12
[6 empty] | 3 | 2
| Bottom Bars - Straight | 5 | 0.625 |  | 110.04 |  | 2 | 1 |  | 106.04 | [7 empty] | 8.8367 | 106.04 | 17.6733 | 0 | 0 | 18.4333 | 0 | 0 | 0 | 0 | 0
8.8367
| Bottom Bar - L Bar at ends | 5 | 0.625 |  |  |  | 2 | 2 | 30 | 30 | [7 empty] | 5 | 60 | 20 | 0 | 0 | 20.86 | 0 | 0 | 0 | 0 | 0
2.5
2.5
| Vertical Bars | 5 | 0.625 | 16 |  |  | 7 | 1 | 6 | 46 | 132 | [6 empty] | 15.3333 | 184 | 107.3333 | 0 | 0 | 111.9487 | 0 | 0 | 0 | 0 | 0
0.5
14.8333
| Horizontal Bars | 5 | 0.625 | 16 |  |  | 9 | 1 |  | 106.04 | [7 empty] | 8.8367 | 106.04 | 79.53 | 0 | 0 | 82.9498 | 0 | 0 | 0 | 0 | 0
8.8367
B3 | CW2 - 16X12 | 60 | 8 |  | 87.96 | 16 | 12 | 12
[6 empty] | 3 | 2
| Bottom Bars - Straight | 5 | 0.625 |  | 87.96 |  | 2 | 1 |  | 83.96 | [7 empty] | 6.9967 | 83.96 | 13.9933 | 0 | 0 | 14.595 | 0 | 0 | 0 | 0 | 0
6.9967
| Bottom Bar - L Bar at ends | 5 | 0.625 |  |  |  | 2 | 2 | 30 | 30 | [7 empty] | 5 | 60 | 20 | 0 | 0 | 20.86 | 0 | 0 | 0 | 0 | 0
2.5
2.5
| Vertical Bars | 5 | 0.625 | 16 |  |  | 6 | 1 | 6 | 46 | 132 | [6 empty] | 15.3333 | 184 | 92 | 0 | 0 | 95.956 | 0 | 0 | 0 | 0 | 0
0.5
14.8333
| Horizontal Bars | 5 | 0.625 | 16 |  |  | 9 | 1 |  | 83.96 | [7 empty] | 6.9967 | 83.96 | 62.97 | 0 | 0 | 65.6777 | 0 | 0 | 0 | 0 | 0
6.9967
B4 | CW2 - 16X12 | 60 | 8 |  | 1035.96 | 16 | 12 | 12
[6 empty] | 3 | 2
| Bottom Bars - Straight | 5 | 0.625 |  | 1035.96 |  | 2 | 1 |  | 1031.96 | [7 empty] | 85.9967 | 1031.96 | 171.9933 | 0 | 0 | 179.389 | 0 | 0 | 0 | 0 | 0
85.9967
| Bottom Bar - L Bar at ends | 5 | 0.625 |  |  |  | 2 | 2 | 30 | 30 | [7 empty] | 5 | 60 | 20 | 0 | 0 | 20.86 | 0 | 0 | 0 | 0 | 0
2.5
2.5
| Vertical Bars | 5 | 0.625 | 16 |  |  | 65 | 1 | 6 | 46 | 132 | [6 empty] | 15.3333 | 184 | 996.6667 | 0 | 0 | 1039.5233 | 0 | 0 | 0 | 0 | 0
0.5
14.8333
| Horizontal Bars | 5 | 0.625 | 16 |  |  | 9 | 1 |  | 1031.96 | [7 empty] | 85.9967 | 1031.96 | 773.97 | 0 | 0 | 807.2507 | 0 | 0 | 0 | 0 | 0
85.9967
B5 | CW2 - 16X12 | 60 | 8 |  | 114 | 16 | 12 | 12
[6 empty] | 3 | 2
| Bottom Bars - Straight | 5 | 0.625 |  | 114 |  | 2 | 1 |  | 110 | [7 empty] | 9.1667 | 110 | 18.3333 | 0 | 0 | 19.1217 | 0 | 0 | 0 | 0 | 0
9.1667
| Bottom Bar - L Bar at ends | 5 | 0.625 |  |  |  | 2 | 2 | 30 | 30 | [7 empty] | 5 | 60 | 20 | 0 | 0 | 20.86 | 0 | 0 | 0 | 0 | 0
2.5
2.5
| Vertical Bars | 5 | 0.625 | 16 |  |  | 8 | 1 | 6 | 46 | 132 | [6 empty] | 15.3333 | 184 | 122.6667 | 0 | 0 | 127.9413 | 0 | 0 | 0 | 0 | 0
0.5
14.8333
| Horizontal Bars | 5 | 0.625 | 16 |  |  | 9 | 1 |  | 110 | [7 empty] | 9.1667 | 110 | 82.5 | 0 | 0 | 86.0475 | 0 | 0 | 0 | 0 | 0
9.1667
B6 | CW2 - 16X12 | 60 | 8 |  | 543.96 | 16 | 12 | 12
[6 empty] | 3 | 2
| Bottom Bars - Straight | 5 | 0.625 |  | 543.96 |  | 2 | 1 |  | 539.96 | [7 empty] | 44.9967 | 539.96 | 89.9933 | 0 | 0 | 93.863 | 0 | 0 | 0 | 0 | 0
44.9967
| Bottom Bar - L Bar at ends | 5 | 0.625 |  |  |  | 2 | 2 | 30 | 30 | [7 empty] | 5 | 60 | 20 | 0 | 0 | 20.86 | 0 | 0 | 0 | 0 | 0
2.5
2.5
| Vertical Bars | 5 | 0.625 | 16 |  |  | 34 | 1 | 6 | 46 | 132 | [6 empty] | 15.3333 | 184 | 521.3333 | 0 | 0 | 543.7507 | 0 | 0 | 0 | 0 | 0
0.5
14.8333
| Horizontal Bars | 5 | 0.625 | 16 |  |  | 9 | 1 |  | 539.96 | [7 empty] | 44.9967 | 539.96 | 404.97 | 0 | 0 | 422.3837 | 0 | 0 | 0 | 0 | 0
44.9967
B7 | CW2 - 16X12 | 60 | 8 |  | 938.04 | 16 | 12 | 12
[6 empty] | 3 | 2
| Bottom Bars - Straight | 5 | 0.625 |  | 938.04 |  | 2 | 1 |  | 934.04 | [7 empty] | 77.8367 | 934.04 | 155.6733 | 0 | 0 | 162.3673 | 0 | 0 | 0 | 0 | 0
77.8367
| Bottom Bar - L Bar at ends | 5 | 0.625 |  |  |  | 2 | 2 | 30 | 30 | [7 empty] | 5 | 60 | 20 | 0 | 0 | 20.86 | 0 | 0 | 0 | 0 | 0
2.5
2.5
| Vertical Bars | 5 | 0.625 | 16 |  |  | 59 | 1 | 6 | 46 | 132 | [6 empty] | 15.3333 | 184 | 904.6667 | 0 | 0 | 943.5673 | 0 | 0 | 0 | 0 | 0
0.5
14.8333
| Horizontal Bars | 5 | 0.625 | 16 |  |  | 9 | 1 |  | 934.04 | [7 empty] | 77.8367 | 934.04 | 700.53 | 0 | 0 | 730.6528 | 0 | 0 | 0 | 0 | 0
77.8367
B8 | CW2 - 16X12 | 60 | 8 |  | 87.96 | 16 | 12 | 12
[6 empty] | 3 | 2
| Bottom Bars - Straight | 5 | 0.625 |  | 87.96 |  | 2 | 1 |  | 83.96 | [7 empty] | 6.9967 | 83.96 | 13.9933 | 0 | 0 | 14.595 | 0 | 0 | 0 | 0 | 0
6.9967
| Bottom Bar - L Bar at ends | 5 | 0.625 |  |  |  | 2 | 2 | 30 | 30 | [7 empty] | 5 | 60 | 20 | 0 | 0 | 20.86 | 0 | 0 | 0 | 0 | 0
2.5
2.5
| Vertical Bars | 5 | 0.625 | 16 |  |  | 6 | 1 | 6 | 46 | 132 | [6 empty] | 15.3333 | 184 | 92 | 0 | 0 | 95.956 | 0 | 0 | 0 | 0 | 0
0.5
14.8333
| Horizontal Bars | 5 | 0.625 | 16 |  |  | 9 | 1 |  | 83.96 | [7 empty] | 6.9967 | 83.96 | 62.97 | 0 | 0 | 65.6777 | 0 | 0 | 0 | 0 | 0
6.9967
C1 | CW2 - 24X16 | 60 | 8 |  | 272.04 | 16 | 12 | 12
[6 empty] | 3 | 2
| Bottom Bars - Straight | 5 | 0.625 |  | 272.04 |  | 2 | 1 |  | 268.04 | [7 empty] | 22.3367 | 268.04 | 44.6733 | 0 | 0 | 46.5943 | 0 | 0 | 0 | 0 | 0
22.3367
| Bottom Bar - L Bar at ends | 5 | 0.625 |  |  |  | 2 | 2 | 30 | 30 | [7 empty] | 5 | 60 | 20 | 0 | 0 | 20.86 | 0 | 0 | 0 | 0 | 0
2.5
2.5
| Vertical Bars | 5 | 0.625 | 16 |  |  | 18 | 1 | 6 | 46 | 132 | [6 empty] | 15.3333 | 184 | 276 | 0 | 0 | 287.868 | 0 | 0 | 0 | 0 | 0
0.5
14.8333
| Horizontal Bars | 5 | 0.625 | 16 |  |  | 9 | 1 |  | 268.04 | [7 empty] | 22.3367 | 268.04 | 201.03 | 0 | 0 | 209.6743 | 0 | 0 | 0 | 0 | 0
22.3367
C2 | CW2 - 24X16 | 60 | 8 |  | 240 | 16 | 12 | 12
[6 empty] | 3 | 2
| Bottom Bars - Straight | 5 | 0.625 |  | 240 |  | 2 | 1 |  | 236 | [7 empty] | 19.6667 | 236 | 39.3333 | 0 | 0 | 41.0247 | 0 | 0 | 0 | 0 | 0
19.6667
| Bottom Bar - L Bar at ends | 5 | 0.625 |  |  |  | 2 | 2 | 30 | 30 | [7 empty] | 5 | 60 | 20 | 0 | 0 | 20.86 | 0 | 0 | 0 | 0 | 0
2.5
2.5
| Vertical Bars | 5 | 0.625 | 16 |  |  | 15 | 1 | 6 | 46 | 132 | [6 empty] | 15.3333 | 184 | 230 | 0 | 0 | 239.89 | 0 | 0 | 0 | 0 | 0
0.5
14.8333
| Horizontal Bars | 5 | 0.625 | 16 |  |  | 9 | 1 |  | 236 | [7 empty] | 19.6667 | 236 | 177 | 0 | 0 | 184.611 | 0 | 0 | 0 | 0 | 0
19.6667
C3 | CW2 - 24X16 | 60 | 8 |  | 264 | 16 | 12 | 12
[6 empty] | 3 | 2
| Bottom Bars - Straight | 5 | 0.625 |  | 264 |  | 2 | 1 |  | 260 | [7 empty] | 21.6667 | 260 | 43.3333 | 0 | 0 | 45.1967 | 0 | 0 | 0 | 0 | 0
21.6667
| Bottom Bar - L Bar at ends | 5 | 0.625 |  |  |  | 2 | 2 | 30 | 30 | [7 empty] | 5 | 60 | 20 | 0 | 0 | 20.86 | 0 | 0 | 0 | 0 | 0
2.5
2.5
| Vertical Bars | 5 | 0.625 | 16 |  |  | 17 | 1 | 6 | 46 | 132 | [6 empty] | 15.3333 | 184 | 260.6667 | 0 | 0 | 271.8753 | 0 | 0 | 0 | 0 | 0
0.5
14.8333
| Horizontal Bars | 5 | 0.625 | 16 |  |  | 9 | 1 |  | 260 | [7 empty] | 21.6667 | 260 | 195 | 0 | 0 | 203.385 | 0 | 0 | 0 | 0 | 0
21.6667
C4 | CW2 - 24X16 | 60 | 8 |  | 116.04 | 16 | 12 | 12
[6 empty] | 3 | 2
| Bottom Bars - Straight | 5 | 0.625 |  | 116.04 |  | 2 | 1 |  | 112.04 | [7 empty] | 9.3367 | 112.04 | 18.6733 | 0 | 0 | 19.4763 | 0 | 0 | 0 | 0 | 0
9.3367
| Bottom Bar - L Bar at ends | 5 | 0.625 |  |  |  | 2 | 2 | 30 | 30 | [7 empty] | 5 | 60 | 20 | 0 | 0 | 20.86 | 0 | 0 | 0 | 0 | 0
2.5
2.5
| Vertical Bars | 5 | 0.625 | 16 |  |  | 8 | 1 | 6 | 46 | 132 | [6 empty] | 15.3333 | 184 | 122.6667 | 0 | 0 | 127.9413 | 0 | 0 | 0 | 0 | 0
0.5
14.8333
| Horizontal Bars | 5 | 0.625 | 16 |  |  | 9 | 1 |  | 112.04 | [7 empty] | 9.3367 | 112.04 | 84.03 | 0 | 0 | 87.6433 | 0 | 0 | 0 | 0 | 0
9.3367
C5 | CW2 - 24X16 | 60 | 8 |  | 60 | 16 | 12 | 12
[6 empty] | 3 | 2
| Bottom Bars - Straight | 5 | 0.625 |  | 60 |  | 2 | 1 |  | 56 | [7 empty] | 4.6667 | 56 | 9.3333 | 0 | 0 | 9.7347 | 0 | 0 | 0 | 0 | 0
4.6667
| Bottom Bar - L Bar at ends | 5 | 0.625 |  |  |  | 2 | 2 | 30 | 30 | [7 empty] | 5 | 60 | 20 | 0 | 0 | 20.86 | 0 | 0 | 0 | 0 | 0
2.5
2.5
| Vertical Bars | 5 | 0.625 | 16 |  |  | 4 | 1 | 6 | 46 | 132 | [6 empty] | 15.3333 | 184 | 61.3333 | 0 | 0 | 63.9707 | 0 | 0 | 0 | 0 | 0
0.5
14.8333
| Horizontal Bars | 5 | 0.625 | 16 |  |  | 9 | 1 |  | 56 | [7 empty] | 4.6667 | 56 | 42 | 0 | 0 | 43.806 | 0 | 0 | 0 | 0 | 0
4.6667
C6 | CW2 - 24X16 | 60 | 8 |  | 175.68 | 16 | 12 | 12
[6 empty] | 3 | 2
| Bottom Bars - Straight | 5 | 0.625 |  | 175.68 |  | 2 | 1 |  | 171.68 | [7 empty] | 14.3067 | 171.68 | 28.6133 | 0 | 0 | 29.8437 | 0 | 0 | 0 | 0 | 0
14.3067
| Bottom Bar - L Bar at ends | 5 | 0.625 |  |  |  | 2 | 2 | 30 | 30 | [7 empty] | 5 | 60 | 20 | 0 | 0 | 20.86 | 0 | 0 | 0 | 0 | 0
2.5
2.5
| Vertical Bars | 5 | 0.625 | 16 |  |  | 11 | 1 | 6 | 46 | 132 | [6 empty] | 15.3333 | 184 | 168.6667 | 0 | 0 | 175.9193 | 0 | 0 | 0 | 0 | 0
0.5
14.8333
| Horizontal Bars | 5 | 0.625 | 16 |  |  | 9 | 1 |  | 171.68 | [7 empty] | 14.3067 | 171.68 | 128.76 | 0 | 0 | 134.2967 | 0 | 0 | 0 | 0 | 0
14.3067
D1 | CW2 - 32 X 16 | 60 | 8 |  | 384 | 32 | 16 | 12
[6 empty] | 3 | 2
| Bottom Bars - Straight | 5 | 0.625 |  | 384 |  | 2 | 1 |  | 380 | [7 empty] | 31.6667 | 380 | 63.3333 | 0 | 0 | 66.0567 | 0 | 0 | 0 | 0 | 0
31.6667
| Bottom Bar - L Bar at ends | 5 | 0.625 |  |  |  | 2 | 2 | 30 | 30 | [7 empty] | 5 | 60 | 20 | 0 | 0 | 20.86 | 0 | 0 | 0 | 0 | 0
2.5
2.5
| Vertical Bars | 5 | 0.625 | 16 |  |  | 24 | 1 | 6 | 46 | 132 | [6 empty] | 15.3333 | 184 | 368 | 0 | 0 | 383.824 | 0 | 0 | 0 | 0 | 0
0.5
14.8333
| Horizontal Bars | 5 | 0.625 | 16 |  |  | 9 | 1 |  | 380 | [7 empty] | 31.6667 | 380 | 285 | 0 | 0 | 297.255 | 0 | 0 | 0 | 0 | 0
31.6667
D2 | CW2 - 32 X 16 | 60 | 8 |  | 384 | 32 | 16 | 12
[6 empty] | 3 | 2
| Bottom Bars - Straight | 5 | 0.625 |  | 384 |  | 2 | 1 |  | 380 | [7 empty] | 31.6667 | 380 | 63.3333 | 0 | 0 | 66.0567 | 0 | 0 | 0 | 0 | 0
31.6667
| Bottom Bar - L Bar at ends | 5 | 0.625 |  |  |  | 2 | 2 | 30 | 30 | [7 empty] | 5 | 60 | 20 | 0 | 0 | 20.86 | 0 | 0 | 0 | 0 | 0
2.5
2.5
| Vertical Bars | 5 | 0.625 | 16 |  |  | 24 | 1 | 6 | 46 | 132 | [6 empty] | 15.3333 | 184 | 368 | 0 | 0 | 383.824 | 0 | 0 | 0 | 0 | 0
0.5
14.8333
| Horizontal Bars | 5 | 0.625 | 16 |  |  | 9 | 1 |  | 380 | [7 empty] | 31.6667 | 380 | 285 | 0 | 0 | 297.255 | 0 | 0 | 0 | 0 | 0
31.6667
1A | CW2 - 16 x 12 | 60 | 8 |  | 413 | 16 | 12 | 12
[6 empty] | 3 | 2
| Bottom Bars - Straight | 5 | 0.625 |  | 413 |  | 2 | 1 |  | 409 | [7 empty] | 34.0833 | 409 | 68.1667 | 0 | 0 | 71.0978 | 0 | 0 | 0 | 0 | 0
34.0833
| Bottom Bar - L Bar at ends | 5 | 0.625 |  |  |  | 2 | 2 | 30 | 30 | [7 empty] | 5 | 60 | 20 | 0 | 0 | 20.86 | 0 | 0 | 0 | 0 | 0
2.5
2.5
| Vertical Bars | 5 | 0.625 | 16 |  |  | 26 | 1 | 6 | 46 | 132 | [6 empty] | 15.3333 | 184 | 398.6667 | 0 | 0 | 415.8093 | 0 | 0 | 0 | 0 | 0
0.5
14.8333
| Horizontal Bars | 5 | 0.625 | 16 |  |  | 9 | 1 |  | 409 | [7 empty] | 34.0833 | 409 | 306.75 | 0 | 0 | 319.9402 | 0 | 0 | 0 | 0 | 0
34.0833
1B | CW2 - 16 x 12 | 60 | 8 |  | 64 | 16 | 12 | 12
[6 empty] | 3 | 2
| Bottom Bars - Straight | 5 | 0.625 |  | 64 |  | 2 | 1 |  | 60 | [7 empty] | 5 | 60 | 10 | 0 | 0 | 10.43 | 0 | 0 | 0 | 0 | 0
5
| Bottom Bar - L Bar at ends | 5 | 0.625 |  |  |  | 2 | 2 | 30 | 30 | [7 empty] | 5 | 60 | 20 | 0 | 0 | 20.86 | 0 | 0 | 0 | 0 | 0
2.5
2.5
| Vertical Bars | 5 | 0.625 | 16 |  |  | 4 | 1 | 6 | 46 | 132 | [6 empty] | 15.3333 | 184 | 61.3333 | 0 | 0 | 63.9707 | 0 | 0 | 0 | 0 | 0
0.5
14.8333
| Horizontal Bars | 5 | 0.625 | 16 |  |  | 9 | 1 |  | 60 | [7 empty] | 5 | 60 | 45 | 0 | 0 | 46.935 | 0 | 0 | 0 | 0 | 0
5
1C | CW2 - 16 x 12 | 60 | 8 |  | 160 | 16 | 12 | 12
[6 empty] | 3 | 2
| Bottom Bars - Straight | 5 | 0.625 |  | 160 |  | 2 | 1 |  | 156 | [7 empty] | 13 | 156 | 26 | 0 | 0 | 27.118 | 0 | 0 | 0 | 0 | 0
13
| Bottom Bar - L Bar at ends | 5 | 0.625 |  |  |  | 2 | 2 | 30 | 30 | [7 empty] | 5 | 60 | 20 | 0 | 0 | 20.86 | 0 | 0 | 0 | 0 | 0
2.5
2.5
| Vertical Bars | 5 | 0.625 | 16 |  |  | 10 | 1 | 6 | 46 | 132 | [6 empty] | 15.3333 | 184 | 153.3333 | 0 | 0 | 159.9267 | 0 | 0 | 0 | 0 | 0
0.5
14.8333
| Horizontal Bars | 5 | 0.625 | 16 |  |  | 9 | 1 |  | 156 | [7 empty] | 13 | 156 | 117 | 0 | 0 | 122.031 | 0 | 0 | 0 | 0 | 0
13
1D | CW2 - 16 x 12 | 60 | 8 |  | 99 | 16 | 12 | 12
[6 empty] | 3 | 2
| Bottom Bars - Straight | 5 | 0.625 |  | 99 |  | 2 | 1 |  | 95 | [7 empty] | 7.9167 | 95 | 15.8333 | 0 | 0 | 16.5142 | 0 | 0 | 0 | 0 | 0
7.9167
| Bottom Bar - L Bar at ends | 5 | 0.625 |  |  |  | 2 | 2 | 30 | 30 | [7 empty] | 5 | 60 | 20 | 0 | 0 | 20.86 | 0 | 0 | 0 | 0 | 0
2.5
2.5
| Vertical Bars | 5 | 0.625 | 16 |  |  | 7 | 1 | 6 | 46 | 132 | [6 empty] | 15.3333 | 184 | 107.3333 | 0 | 0 | 111.9487 | 0 | 0 | 0 | 0 | 0
0.5
14.8333
| Horizontal Bars | 5 | 0.625 | 16 |  |  | 9 | 1 |  | 95 | [7 empty] | 7.9167 | 95 | 71.25 | 0 | 0 | 74.3137 | 0 | 0 | 0 | 0 | 0
7.9167
1E | CW2 - 16 x 12 | 60 | 8 |  | 157 | 16 | 12 | 12
[6 empty] | 3 | 2
| Bottom Bars - Straight | 5 | 0.625 |  | 157 |  | 2 | 1 |  | 153 | [7 empty] | 12.75 | 153 | 25.5 | 0 | 0 | 26.5965 | 0 | 0 | 0 | 0 | 0
12.75
| Bottom Bar - L Bar at ends | 5 | 0.625 |  |  |  | 2 | 2 | 30 | 30 | [7 empty] | 5 | 60 | 20 | 0 | 0 | 20.86 | 0 | 0 | 0 | 0 | 0
2.5
2.5
| Vertical Bars | 5 | 0.625 | 16 |  |  | 10 | 1 | 6 | 46 | 132 | [6 empty] | 15.3333 | 184 | 153.3333 | 0 | 0 | 159.9267 | 0 | 0 | 0 | 0 | 0
0.5
14.8333
| Horizontal Bars | 5 | 0.625 | 16 |  |  | 9 | 1 |  | 153 | [7 empty] | 12.75 | 153 | 114.75 | 0 | 0 | 119.6842 | 0 | 0 | 0 | 0 | 0
12.75
1F | CW2 - 24 x 12 | 60 | 8 |  | 124 | 24 | 12 | 12
[6 empty] | 3 | 2
| Bottom Bars - Straight | 5 | 0.625 |  | 124 |  | 2 | 1 |  | 120 | [7 empty] | 10 | 120 | 20 | 0 | 0 | 20.86 | 0 | 0 | 0 | 0 | 0
10
| Bottom Bar - L Bar at ends | 5 | 0.625 |  |  |  | 2 | 2 | 30 | 30 | [7 empty] | 5 | 60 | 20 | 0 | 0 | 20.86 | 0 | 0 | 0 | 0 | 0
2.5
2.5
| Vertical Bars | 5 | 0.625 | 16 |  |  | 8 | 1 | 6 | 46 | 132 | [6 empty] | 15.3333 | 184 | 122.6667 | 0 | 0 | 127.9413 | 0 | 0 | 0 | 0 | 0
0.5
14.8333
| Horizontal Bars | 5 | 0.625 | 16 |  |  | 9 | 1 |  | 120 | [7 empty] | 10 | 120 | 90 | 0 | 0 | 93.87 | 0 | 0 | 0 | 0 | 0
10
1G | CW2 - 24 x 12 | 60 | 8 |  | 347 | 24 | 12 | 12
[6 empty] | 3 | 2
| Bottom Bars - Straight | 5 | 0.625 |  | 347 |  | 2 | 1 |  | 343 | [7 empty] | 28.5833 | 343 | 57.1667 | 0 | 0 | 59.6248 | 0 | 0 | 0 | 0 | 0
28.5833
| Bottom Bar - L Bar at ends | 5 | 0.625 |  |  |  | 2 | 2 | 30 | 30 | [7 empty] | 5 | 60 | 20 | 0 | 0 | 20.86 | 0 | 0 | 0 | 0 | 0
2.5
2.5
| Vertical Bars | 5 | 0.625 | 16 |  |  | 22 | 1 | 6 | 46 | 132 | [6 empty] | 15.3333 | 184 | 337.3333 | 0 | 0 | 351.8387 | 0 | 0 | 0 | 0 | 0
0.5
14.8333
| Horizontal Bars | 5 | 0.625 | 16 |  |  | 9 | 1 |  | 343 | [7 empty] | 28.5833 | 343 | 257.25 | 0 | 0 | 268.3117 | 0 | 0 | 0 | 0 | 0
28.5833
1H | CW2 - 24 x 12 | 60 | 8 |  | 347 | 24 | 12 | 12
[6 empty] | 3 | 2
| Bottom Bars - Straight | 5 | 0.625 |  | 347 |  | 2 | 1 |  | 343 | [7 empty] | 28.5833 | 343 | 57.1667 | 0 | 0 | 59.6248 | 0 | 0 | 0 | 0 | 0
28.5833
| Bottom Bar - L Bar at ends | 5 | 0.625 |  |  |  | 2 | 2 | 30 | 30 | [7 empty] | 5 | 60 | 20 | 0 | 0 | 20.86 | 0 | 0 | 0 | 0 | 0
2.5
2.5
| Vertical Bars | 5 | 0.625 | 16 |  |  | 22 | 1 | 6 | 46 | 132 | [6 empty] | 15.3333 | 184 | 337.3333 | 0 | 0 | 351.8387 | 0 | 0 | 0 | 0 | 0
0.5
14.8333
| Horizontal Bars | 5 | 0.625 | 16 |  |  | 9 | 1 |  | 343 | [7 empty] | 28.5833 | 343 | 257.25 | 0 | 0 | 268.3117 | 0 | 0 | 0 | 0 | 0
28.5833
1I | CW2 - 16 x 12 | 60 | 8 |  | 188 | 16 | 12 | 12
[6 empty] | 3 | 2
| Bottom Bars - Straight | 5 | 0.625 |  | 188 |  | 2 | 1 |  | 184 | [7 empty] | 15.3333 | 184 | 30.6667 | 0 | 0 | 31.9853 | 0 | 0 | 0 | 0 | 0
15.3333
| Bottom Bar - L Bar at ends | 5 | 0.625 |  |  |  | 2 | 2 | 30 | 30 | [7 empty] | 5 | 60 | 20 | 0 | 0 | 20.86 | 0 | 0 | 0 | 0 | 0
2.5
2.5
| Vertical Bars | 5 | 0.625 | 16 |  |  | 12 | 1 | 6 | 46 | 132 | [6 empty] | 15.3333 | 184 | 184 | 0 | 0 | 191.912 | 0 | 0 | 0 | 0 | 0
0.5
14.8333
| Horizontal Bars | 5 | 0.625 | 16 |  |  | 9 | 1 |  | 184 | [7 empty] | 15.3333 | 184 | 138 | 0 | 0 | 143.934 | 0 | 0 | 0 | 0 | 0
15.3333
1J | CW2 - 16 x 12 | 60 | 8 |  | 115 | 16 | 12 | 12
[6 empty] | 3 | 2
| Bottom Bars - Straight | 5 | 0.625 |  | 115 |  | 2 | 1 |  | 111 | [7 empty] | 9.25 | 111 | 18.5 | 0 | 0 | 19.2955 | 0 | 0 | 0 | 0 | 0
9.25
| Bottom Bar - L Bar at ends | 5 | 0.625 |  |  |  | 2 | 2 | 30 | 30 | [7 empty] | 5 | 60 | 20 | 0 | 0 | 20.86 | 0 | 0 | 0 | 0 | 0
2.5
2.5
| Vertical Bars | 5 | 0.625 | 16 |  |  | 8 | 1 | 6 | 46 | 132 | [6 empty] | 15.3333 | 184 | 122.6667 | 0 | 0 | 127.9413 | 0 | 0 | 0 | 0 | 0
0.5
14.8333
| Horizontal Bars | 5 | 0.625 | 16 |  |  | 9 | 1 |  | 111 | [7 empty] | 9.25 | 111 | 83.25 | 0 | 0 | 86.8297 | 0 | 0 | 0 | 0 | 0
9.25
1K | CW2 - 16 x 12 | 60 | 8 |  | 423 | 16 | 12 | 12
[6 empty] | 3 | 2
| Bottom Bars - Straight | 5 | 0.625 |  | 423 |  | 2 | 1 |  | 419 | [7 empty] | 34.9167 | 419 | 69.8333 | 0 | 0 | 72.8362 | 0 | 0 | 0 | 0 | 0
34.9167
| Bottom Bar - L Bar at ends | 5 | 0.625 |  |  |  | 2 | 2 | 30 | 30 | [7 empty] | 5 | 60 | 20 | 0 | 0 | 20.86 | 0 | 0 | 0 | 0 | 0
2.5
2.5
| Vertical Bars | 5 | 0.625 | 16 |  |  | 27 | 1 | 6 | 46 | 132 | [6 empty] | 15.3333 | 184 | 414 | 0 | 0 | 431.802 | 0 | 0 | 0 | 0 | 0
0.5
14.8333
| Horizontal Bars | 5 | 0.625 | 16 |  |  | 9 | 1 |  | 419 | [7 empty] | 34.9167 | 419 | 314.25 | 0 | 0 | 327.7627 | 0 | 0 | 0 | 0 | 0
34.9167
1L | CW2 - 16 x 12 | 60 | 8 |  | 76 | 16 | 12 | 12
[6 empty] | 3 | 2
| Bottom Bars - Straight | 5 | 0.625 |  | 76 |  | 2 | 1 |  | 72 | [7 empty] | 6 | 72 | 12 | 0 | 0 | 12.516 | 0 | 0 | 0 | 0 | 0
6
| Bottom Bar - L Bar at ends | 5 | 0.625 |  |  |  | 2 | 2 | 30 | 30 | [7 empty] | 5 | 60 | 20 | 0 | 0 | 20.86 | 0 | 0 | 0 | 0 | 0
2.5
2.5
| Vertical Bars | 5 | 0.625 | 16 |  |  | 5 | 1 | 6 | 46 | 132 | [6 empty] | 15.3333 | 184 | 76.6667 | 0 | 0 | 79.9633 | 0 | 0 | 0 | 0 | 0
0.5
14.8333
| Horizontal Bars | 5 | 0.625 | 16 |  |  | 9 | 1 |  | 72 | [7 empty] | 6 | 72 | 54 | 0 | 0 | 56.322 | 0 | 0 | 0 | 0 | 0
6
1M | CW2 - 16 x 12 | 60 | 8 |  | 115 | 16 | 12 | 12
[6 empty] | 3 | 2
| Bottom Bars - Straight | 5 | 0.625 |  | 115 |  | 2 | 1 |  | 111 | [7 empty] | 9.25 | 111 | 18.5 | 0 | 0 | 19.2955 | 0 | 0 | 0 | 0 | 0
9.25
| Bottom Bar - L Bar at ends | 5 | 0.625 |  |  |  | 2 | 2 | 30 | 30 | [7 empty] | 5 | 60 | 20 | 0 | 0 | 20.86 | 0 | 0 | 0 | 0 | 0
2.5
2.5
| Vertical Bars | 5 | 0.625 | 16 |  |  | 8 | 1 | 6 | 46 | 132 | [6 empty] | 15.3333 | 184 | 122.6667 | 0 | 0 | 127.9413 | 0 | 0 | 0 | 0 | 0
0.5
14.8333
| Horizontal Bars | 5 | 0.625 | 16 |  |  | 9 | 1 |  | 111 | [7 empty] | 9.25 | 111 | 83.25 | 0 | 0 | 86.8297 | 0 | 0 | 0 | 0 | 0
9.25
1N | CW2 - 16 x 12 | 60 | 8 |  | 115 | 16 | 12 | 12
[6 empty] | 3 | 2
| Bottom Bars - Straight | 5 | 0.625 |  | 115 |  | 2 | 1 |  | 111 | [7 empty] | 9.25 | 111 | 18.5 | 0 | 0 | 19.2955 | 0 | 0 | 0 | 0 | 0
9.25
| Bottom Bar - L Bar at ends | 5 | 0.625 |  |  |  | 2 | 2 | 30 | 30 | [7 empty] | 5 | 60 | 20 | 0 | 0 | 20.86 | 0 | 0 | 0 | 0 | 0
2.5
2.5
| Vertical Bars | 5 | 0.625 | 16 |  |  | 8 | 1 | 6 | 46 | 132 | [6 empty] | 15.3333 | 184 | 122.6667 | 0 | 0 | 127.9413 | 0 | 0 | 0 | 0 | 0
0.5
14.8333
| Horizontal Bars | 5 | 0.625 | 16 |  |  | 9 | 1 |  | 111 | [7 empty] | 9.25 | 111 | 83.25 | 0 | 0 | 86.8297 | 0 | 0 | 0 | 0 | 0
9.25
1O | CW2 - 16 x 12 | 60 | 8 |  | 115 | 16 | 12 | 12
[6 empty] | 3 | 2
| Bottom Bars - Straight | 5 | 0.625 |  | 115 |  | 2 | 1 |  | 111 | [7 empty] | 9.25 | 111 | 18.5 | 0 | 0 | 19.2955 | 0 | 0 | 0 | 0 | 0
9.25
| Bottom Bar - L Bar at ends | 5 | 0.625 |  |  |  | 2 | 2 | 30 | 30 | [7 empty] | 5 | 60 | 20 | 0 | 0 | 20.86 | 0 | 0 | 0 | 0 | 0
2.5
2.5
| Vertical Bars | 5 | 0.625 | 16 |  |  | 8 | 1 | 6 | 46 | 132 | [6 empty] | 15.3333 | 184 | 122.6667 | 0 | 0 | 127.9413 | 0 | 0 | 0 | 0 | 0
0.5
14.8333
| Horizontal Bars | 5 | 0.625 | 16 |  |  | 9 | 1 |  | 111 | [7 empty] | 9.25 | 111 | 83.25 | 0 | 0 | 86.8297 | 0 | 0 | 0 | 0 | 0
9.25
1P | CW2 - 16 x 12 | 60 | 8 |  | 85 | 16 | 12 | 12
[6 empty] | 3 | 2
| Bottom Bars - Straight | 5 | 0.625 |  | 85 |  | 2 | 1 |  | 81 | [7 empty] | 6.75 | 81 | 13.5 | 0 | 0 | 14.0805 | 0 | 0 | 0 | 0 | 0
6.75
| Bottom Bar - L Bar at ends | 5 | 0.625 |  |  |  | 2 | 2 | 30 | 30 | [7 empty] | 5 | 60 | 20 | 0 | 0 | 20.86 | 0 | 0 | 0 | 0 | 0
2.5
2.5
| Vertical Bars | 5 | 0.625 | 16 |  |  | 6 | 1 | 6 | 46 | 132 | [6 empty] | 15.3333 | 184 | 92 | 0 | 0 | 95.956 | 0 | 0 | 0 | 0 | 0
0.5
14.8333
| Horizontal Bars | 5 | 0.625 | 16 |  |  | 9 | 1 |  | 81 | [7 empty] | 6.75 | 81 | 60.75 | 0 | 0 | 63.3622 | 0 | 0 | 0 | 0 | 0
6.75
21718.7228
Note on M18: Akash N G: Wall height
Note on D23: Akash N G: Dia gauge sizes required
Note on M41: Akash N G: Wall height
Note on M63: Akash N G: Wall height
Note on M85: Akash N G: Wall height
Note on M107: Akash N G: Wall height
Note on M129: Akash N G: Wall height
Note on M151: Akash N G: Wall height
Note on M173: Akash N G: Wall height
Note on M195: Akash N G: Wall height
Note on M217: Akash N G: Wall height
Note on M239: Akash N G: Wall height
Note on M261: Akash N G: Wall height
Note on M283: Akash N G: Wall height
Note on M305: Akash N G: Wall height
Note on M327: Akash N G: Wall height
Note on M349: Akash N G: Wall height
Note on M371: Akash N G: Wall height
Note on M393: Akash N G: Wall height
Note on M415: Akash N G: Wall height
Note on M437: Akash N G: Wall height
Note on M459: Akash N G: Wall height
Note on M481: Akash N G: Wall height
Note on M503: Akash N G: Wall height
Note on M525: Akash N G: Wall height
Note on M547: Akash N G: Wall height
Note on M569: Akash N G: Wall height
Note on M591: Akash N G: Wall height
Note on M613: Akash N G: Wall height
Note on M635: Akash N G: Wall height
Note on M659: Akash N G: Wall height
Note on M681: Akash N G: Wall height
Note on M703: Akash N G: Wall height
Note on M725: Akash N G: Wall height
Note on M747: Akash N G: Wall height
Note on M769: Akash N G: Wall height
Note on M791: Akash N G: Wall height
Note on M813: Akash N G: Wall height
Note on M835: Akash N G: Wall height
Note on M857: Akash N G: Wall height
Note on M879: Akash N G: Wall height
Note on M901: Akash N G: Wall height
Note on M923: Akash N G: Wall height
Note on M945: Akash N G: Wall height
Note on M967: Akash N G: Wall height
Note on M989: Akash N G: Wall height

## Central Concrete Deck Slab BBS
Bar Name | Description of Bar | Gauge of Bar(#) | Bar Size in Inch | Spacing (Inch) | Length of Beam (Inch) | Spacing Length (inch) | No of Bars | No of repetitions | Length of Bar (Inch) | [6 empty] | Shape of Bar |  | Bar length in feet | Cutting Length For Each (Inch) | Total Length (Feet) | Weight of Bar (Lb/ft) | [7 empty] | Remarks
[9 empty] | A | B | C | D | E | F | G | [5 empty] | 3 | 4 | 5 | 6 | 7 | 8 | 9 | 10
[21 empty] | 0.376 | 0.668 | 1.043 | 1.502 | 2.044 | 2.67 | 3.4 | 4.303
[6 empty] | 3 | 2
| Top Bars - Straight (Highest Bar) | 5 | 0.625 |  | 0 |  | 12 | 2 |  | 96 | [7 empty] | 8 | 96 | 192 | 0 | 0 | 200.256 | 0 | 0 | 0 | 0 | 0
8
| Top Bars - Straight (Highest Bar) | 5 | 0.625 |  | 0 |  | 19 | 1 |  | 96 | [7 empty] | 8 | 96 | 152 | 0 | 0 | 158.536 | 0 | 0 | 0 | 0 | 0
8
| Top Bars - Straight (Highest Bar) | 5 | 0.625 |  | 0 |  | 97 | 1 |  | 188.04 | [7 empty] | 15.67 | 188.04 | 1519.99 | 0 | 0 | 1585.3496 | 0 | 0 | 0 | 0 | 0
15.67
| Top Bars - Straight (Highest Bar) | 5 | 0.625 |  | 0 |  | 97 | 1 |  | 168 | [7 empty] | 14 | 168 | 1358 | 0 | 0 | 1416.394 | 0 | 0 | 0 | 0 | 0
14
| Top Bars - Straight (1st Layer) | 5 | 0.625 |  | 0 |  | 96 | 1 |  | 620.04 | [7 empty] | 51.67 | 620.04 | 4960.32 | 0 | 0 | 5173.6138 | 0 | 0 | 0 | 0 | 0
51.67
| Top Bars - Straight (2nd Layer) | 5 | 0.625 |  | 0 |  | 39 | 1 |  | 969.96 | [7 empty] | 80.83 | 969.96 | 3152.37 | 0 | 0 | 3287.9219 | 0 | 0 | 0 | 0 | 0
80.83
| Top Bars - Straight (2nd Layer Down) | 5 | 0.625 |  | 0 |  | 49 | 1 |  | 192 | [7 empty] | 16 | 192 | 784 | 0 | 0 | 817.712 | 0 | 0 | 0 | 0 | 0
16
| Top Bars - Straight (2nd Layer Down) | 5 | 0.625 |  | 0 |  | 26 | 1 |  | 192 | [7 empty] | 16 | 192 | 416 | 0 | 0 | 433.888 | 0 | 0 | 0 | 0 | 0
16
| Top Bars - Straight (2nd Layer Down) | 5 | 0.625 |  | 0 |  | 31 | 2 |  | 96 | [7 empty] | 8 | 96 | 496 | 0 | 0 | 517.328 | 0 | 0 | 0 | 0 | 0
8
| Total Steel | [19 empty] | Weight of Bar (Lb/ft) 3: 13590.9992

## Take off-CB
Sl.No | Item Description | Grid | Nos | Dimension |  |  |  | Qty in Uom | Uom | Remarks | BOM link
|  |  |  | L | B | D | Qty | [5 empty] | R1
Foundation
1 | Excavation | [6 empty] | 419.4921 | cy
Utility room
| W8 - 8" Precast bearing wall | 8B /AB | 1 | 20.71 | 4.5 | 5 | 465.975 | 17.2583
| W8 - 8" Precast bearing wall | Right Side | 1 | 6.17 | 4.5 | 5 | 138.825 | 5.1417
| W8 - 8" Precast bearing wall | Right Side 1 | 1 | 16.67 | 4.5 | 5 | 375.075 | 13.8917
| W8 - 8" Precast bearing wall | Right Side 2 | 1 | 4.17 | 4.5 | 5 | 93.825 | 3.475
| W8 - 8" Precast bearing wall | Right Side 3 | 1 | 3.55 | 4.5 | 5 | 79.875 | 2.9583
| W8 - 8" Precast bearing wall | Right Side 4 | 1 | 8.95 | 4.5 | 5 | 201.375 | 7.4583
| W8 - 8" Precast bearing wall | 8B /AB | 1 | 32.5 | 4.5 | 5 | 731.25 | 27.0833
Restrooms
| W4 - 3 5/8 " Non load bearing wall | 3 - A.4.1 | 1 | 19.34 | 4.5 | 5 | 435.15 | 16.1167
| W6 - 8" Precast bearing wall | Right wall | 1 | 6.02 | 4.5 | 5 | 135.45 | 5.0167
| W6 - 8" Precast bearing wall | wall 1 | 1 | 8.63 | 4.5 | 5 | 194.175 | 7.1917
| W7 - 8" Precast bearing wall | wall 2 | 1 | 14.59 | 4.5 | 5 | 328.275 | 12.1583
| W7 - 8" Precast bearing wall | Bottom wall | 1 | 19.34 | 4.5 | 5 | 435.15 | 16.1167
| W6 - 8" Precast bearing wall | wall 3 | 1 | 8.65 | 4.5 | 5 | 194.625 | 7.2083
| W6 - 8" Precast bearing wall | wall 4 | 1 | 6.47 | 4.5 | 5 | 145.575 | 5.3917
| W5 - 3 5/8 " Non load bearing wall | Bottom wall | 1 | 20.67 | 4.5 | 5 | 465.075 | 17.225
| W6 - 8" Precast bearing wall | Left wall | 1 | 26.6 | 4.5 | 5 | 598.5 | 22.1667
Meeting Room
| W2 - 8" Precast bearing wall | 2 - A.3.1 | 1 | 20.72 | 4.5 | 5 | 466.2 | 17.2667
| W1 - 8" Precast bearing wall | 2 - A.3.1 | 1 | 20.72 | 4.5 | 5 | 466.2 | 17.2667
| W2 - 8" Precast bearing wall | 2 - A.3.1 | 1 | 11.67 | 4.5 | 5 | 262.575 | 9.725
| W2 - 8" Precast bearing wall | 2 - A.3.1 | 2 | 2.08 | 4.5 | 5 | 93.6 | 3.4667
| W2 - 8" Precast bearing wall | 2 - A.3.1 | 1 | 20.67 | 4.5 | 5 | 465.075 | 17.225
| W2 - 8" Precast bearing wall | 2 - A.3.1 | 1 | 8.44 | 4.5 | 5 | 189.9 | 7.0333
| W2 - 8" Precast bearing wall | 2 - A.3.1 | 1 | 20.83 | 4.5 | 5 | 468.675 | 17.3583
| Glass Wall | 5 - A.3.2 | 2 | 29.27 | 4.6 | 2.83 | 762.0737 | 28.225
Knee Wall
| Knee Wall1 | 7.B - A.3.1 | 1 | 5.67 | 3.2 | 2.5 | 45.36 | 1.68
|  | 7.B - A.3.1 | 1 | 68.31 | 3.2 | 2.5 | 546.48 | 20.24
|  | 7.B - A.4.2 | 1 | 44 | 3.2 | 2.5 | 352 | 13.037
|  | 8.B - DB | 1 | 77 | 3.2 | 2.5 | 616 | 22.8148
|  | 8.B | 1 | 5.58 | 3.2 | 2.5 | 44.64 | 1.6533
| Staircase 1 & 2 |  | 2 | 8.67 | 1.53 | 4.5 | 119.3859 | 4.4217
| Staircase |  | 1 | 8.67 | 1.53 | 4.5 | 59.693 | 2.2109
Strutural Steel Columns
|  | ST5 8" x 8" x 3/8" HSS Steel Tube | 5 | 5.67 | 5.67 | 6 | 964.467 | 35.721
|  | ST6 8" x 8" x 1/2" HSS Steel Tube | 2 | 5.67 | 5.67 | 6 | 385.7868 | 14.2884
Backfilling
| Backfilling |  | 1 |  |  |  |  | 545.3397 | Cyd
| Anti terminte treatment | [6 empty] | 5106.85 | sft
| Plinth area |  | 1 | 5106.85 |  |  | 5106.85 | 5106.85 | sft
| Footing Concrete | [5 empty] | 1553.1125 | 88.4382 | Cy
| W2 - 8" Precast bearing wall | 2 - A.3.1 | 1 | 20.72 | 2.5 |  | 51.8 | 1.9185
| W1 - 8" Precast bearing wall | 2 - A.3.1 | 1 | 20.72 | 2.5 |  | 51.8 | 1.9185
| W2 - 8" Precast bearing wall | 2 - A.3.1 | 1 | 11.67 | 2.5 |  | 29.175 | 1.0806
| W2 - 8" Precast bearing wall | 2 - A.3.1 | 2 | 2.08 | 2.5 |  | 10.4 | 0.38519
| W2 - 8" Precast bearing wall | 2 - A.3.1 | 1 | 20.67 | 2.5 |  | 51.675 | 1.9139
| W2 - 8" Precast bearing wall | 2 - A.3.1 | 1 | 8.44 | 2.5 |  | 21.1 | 0.78148
| W2 - 8" Precast bearing wall | 2 - A.3.1 | 1 | 20.83 | 2.5 |  | 52.075 | 1.9287
| Glass Wall | 5 - A.3.2 | 2 | 29.27 | 2.5 |  | 146.35 | 5.4204
Knee Wall
| Knee Wall1 | 7.B - A.3.1 | 1 | 5.67 | 2.5 |  | 14.175 | 0.525
|  | 7.B - A.3.1 | 1 | 68.31 | 2.5 |  | 170.775 | 6.325
|  | 7.B - A.4.2 | 1 | 44 | 2.5 |  | 110 | 4.0741
|  | 8.B - DB | 1 | 77 | 2.5 |  | 192.5 | 7.1296
|  | 8.B | 1 | 5.58 | 2.5 |  | 13.95 | 0.51667
Room- Blow GL Concreting
| W2 - 8" Precast bearing wall | 2 - A.3.1 | 1 | 20.72 | 0.67 |  | 13.8824 | 0.51416
| W1 - 8" Precast bearing wall | 2 - A.3.1 | 1 | 20.72 | 0.67 |  | 13.8824 | 0.51416
| W2 - 8" Precast bearing wall | 2 - A.3.1 | 1 | 11.67 | 0.67 |  | 7.8189 | 0.28959
| W2 - 8" Precast bearing wall | 2 - A.3.1 | 2 | 2.08 | 0.67 |  | 2.7872 | 0.10323
| W2 - 8" Precast bearing wall | 2 - A.3.1 | 1 | 20.67 | 0.67 |  | 13.8489 | 0.51292
| W2 - 8" Precast bearing wall | 2 - A.3.1 | 1 | 8.44 | 0.67 |  | 5.6548 | 0.20944
| W2 - 8" Precast bearing wall | 2 - A.3.1 | 1 | 20.83 | 0.67 |  | 13.9561 | 0.51689
| Glass Wall | 5 - A.3.2 | 2 | 29.27 | 0.67 |  | 39.2218 | 1.4527
Restrooms
| W4 - 3 5/8 " Non load bearing wall | 3 - A.4.1 | 1 | 19.34 | 0.67 |  | 12.9578 | 0.47992
| W6 - 8" Precast bearing wall | Right wall | 1 | 6.02 | 0.67 |  | 4.0334 | 0.14939
| W6 - 8" Precast bearing wall | wall 1 | 1 | 8.63 | 0.67 |  | 5.7821 | 0.21415
| W7 - 8" Precast bearing wall | wall 2 | 1 | 14.59 | 0.67 |  | 9.7753 | 0.36205
| W7 - 8" Precast bearing wall | Bottom wall | 1 | 19.34 | 0.67 |  | 12.9578 | 0.47992
| W6 - 8" Precast bearing wall | wall 3 | 1 | 8.65 | 0.67 |  | 5.7955 | 0.21465
| W6 - 8" Precast bearing wall | wall 4 | 1 | 6.47 | 0.67 |  | 4.3349 | 0.16055
| W5 - 3 5/8 " Non load bearing wall | Bottom wall | 1 | 20.67 | 0.67 |  | 13.8489 | 0.51292
| W6 - 8" Precast bearing wall | Left wall | 1 | 26.6 | 0.67 |  | 17.822 | 0.66007
Meeting Room
| W2 - 8" Precast bearing wall | 2 - A.3.1 | 1 | 20.72 | 0.67 |  | 13.8824 | 0.51416
| W1 - 8" Precast bearing wall | 2 - A.3.1 | 1 | 20.72 | 0.67 |  | 13.8824 | 0.51416
| W2 - 8" Precast bearing wall | 2 - A.3.1 | 1 | 11.67 | 0.67 |  | 7.8189 | 0.28959
| W2 - 8" Precast bearing wall | 2 - A.3.1 | 2 | 2.08 | 0.67 |  | 2.7872 | 0.10323
| W2 - 8" Precast bearing wall | 2 - A.3.1 | 1 | 20.67 | 0.67 |  | 13.8489 | 0.51292
| W2 - 8" Precast bearing wall | 2 - A.3.1 | 1 | 8.44 | 0.67 |  | 5.6548 | 0.20944
| W2 - 8" Precast bearing wall | 2 - A.3.1 | 1 | 20.83 | 0.67 |  | 13.9561 | 0.51689
| Glass Wall | 5 - A.3.2 | 2 | 29.27 | 0.67 |  | 39.2218 | 1.4527
Knee Wall
| Knee Wall1 | 7.B - A.3.1 | 1 | 5.67 | 1.33 |  | 7.5411 | 0.2793
|  | 7.B - A.3.1 | 1 | 68.31 | 1.33 |  | 90.8523 | 3.3649
|  | 7.B - A.4.2 | 1 | 44 | 1.33 |  | 58.52 | 2.1674
|  | 8.B - DB | 1 | 77 | 1.33 |  | 102.41 | 3.793
|  | 8.B | 1 | 5.58 | 1.33 |  | 7.4214 | 0.27487
|  | DB Right side | 1 | 46 | 1.33 |  | 61.18 | 2.2659
Strutural Steel Columns
|  | ST5 8" x 8" x 3/8" HSS Steel Tube | 5 | 4.67 | 4.67 | 5 | 545.2225 | 20.1934
|  | ST6 8" x 8" x 1/2" HSS Steel Tube | 2 | 4.67 | 4.67 | 5 | 218.089 | 8.0774
| Staircase Concreting |  | 2 | 7.67 | 1.33 | 3.5 | 71.4077 | 2.6447
| Water Proofing Works | [6 empty] | 1232.48 | sft
|  | Men restroom | 1 | 153.41 |  |  | 153.41
|  | Women Restroom | 1 | 152.63 |  |  | 152.63
|  | Janitor | 1 | 36.26 |  |  | 36.26
|  | Meeting room | 1 | 568.36 |  |  | 568.36
|  | Lobby | 1 | 105.12 |  |  | 105.12
|  | Kitchenette | 1 | 195.71 |  |  | 195.71
|  | Closet | 1 | 10.24 |  |  | 10.24
|  | AHU | 1 | 10.75 |  |  | 10.75
Grade Slab Concrete
| Grade Slab Concrete | [6 empty] | 70.5041 | Cyd
|  | CB Area | 1 | 5458.2 |  | 0.33333 | 1819.4 | 67.3852 | Cyd | 4" Thick Conc. Grade Slab
|  | CB Area Ramp Area | 1 | 252.6311 |  | 0.33333 | 84.2104 | 3.1189 | Cyd
| Grade Slab Area | [6 empty] | 5458.2 | sft
|  | CB Area | 1 | 5458.2 |  |  | 5458.2 | 5458.2
| Vapour Barrier | [6 empty] | 4584 | sft
|  | CB Area | 1 | 928 |  |  | 928 | 928
|  |  | 1 | 3656 |  |  | 3656 | 3656
| Shuttering Works | [6 empty] | 833.1715 | Sft
| W2 - 8" Precast bearing wall | 2 - A.3.1 | 1 | 20.72 |  | 0.66667 | 27.6267 | 27.6267
| W1 - 8" Precast bearing wall | 2 - A.3.1 | 1 | 20.72 |  | 0.66667 | 27.6267 | 27.6267
| W2 - 8" Precast bearing wall | 2 - A.3.1 | 1 | 11.67 |  | 0.66667 | 15.56 | 15.56
| W2 - 8" Precast bearing wall | 2 - A.3.1 | 2 | 2.08 |  | 0.66667 | 5.5467 | 5.5467
| W2 - 8" Precast bearing wall | 2 - A.3.1 | 1 | 20.67 |  | 0.66667 | 27.56 | 27.56
| W2 - 8" Precast bearing wall | 2 - A.3.1 | 1 | 8.44 |  | 0.66667 | 11.2533 | 11.2533
| W2 - 8" Precast bearing wall | 2 - A.3.1 | 1 | 20.83 |  | 0.66667 | 27.7733 | 27.7733
| Glass Wall | 5 - A.3.2 | 2 | 29.27 |  | 0.66667 | 78.0533 | 78.0533
0.66667
Restrooms
| W4 - 3 5/8 " Non load bearing wall | 3 - A.4.1 | 1 | 19.34 |  | 0.66667 | 25.7867 | 25.7867
| W6 - 8" Precast bearing wall | Right wall | 1 | 6.02 |  | 0.66667 | 8.0267 | 8.0267
| W6 - 8" Precast bearing wall | wall 1 | 1 | 8.63 |  | 0.66667 | 11.5067 | 11.5067
| W7 - 8" Precast bearing wall | wall 2 | 1 | 14.59 |  | 0.66667 | 19.4533 | 19.4533
| W7 - 8" Precast bearing wall | Bottom wall | 1 | 19.34 |  | 0.66667 | 25.7867 | 25.7867
| W6 - 8" Precast bearing wall | wall 3 | 1 | 8.65 |  | 0.66667 | 11.5333 | 11.5333
| W6 - 8" Precast bearing wall | wall 4 | 1 | 6.47 |  | 0.66667 | 8.6267 | 8.6267
| W5 - 3 5/8 " Non load bearing wall | Bottom wall | 1 | 20.67 |  | 0.66667 | 27.56 | 27.56
| W6 - 8" Precast bearing wall | Left wall | 1 | 26.6 |  | 0.66667 | 35.4667 | 35.4667
Meeting Room
| W2 - 8" Precast bearing wall | 2 - A.3.1 | 1 | 20.72 |  | 0.66667 | 13.8133 | 13.8133
| W1 - 8" Precast bearing wall | 2 - A.3.1 | 1 | 20.72 |  | 0.66667 | 13.8133 | 13.8133
| W2 - 8" Precast bearing wall | 2 - A.3.1 | 1 | 11.67 |  | 0.66667 | 7.78 | 7.78
| W2 - 8" Precast bearing wall | 2 - A.3.1 | 2 | 2.08 |  | 0.66667 | 2.7733 | 2.7733
| W2 - 8" Precast bearing wall | 2 - A.3.1 | 1 | 20.67 |  | 0.66667 | 13.78 | 13.78
| W2 - 8" Precast bearing wall | 2 - A.3.1 | 1 | 8.44 |  | 0.66667 | 5.6267 | 5.6267
| W2 - 8" Precast bearing wall | 2 - A.3.1 | 1 | 20.83 |  | 0.66667 | 13.8867 | 13.8867
| Glass Wall | 5 - A.3.2 | 2 | 29.27 |  | 0.66667 | 39.0267 | 39.0267
Knee Wall
| Knee Wall1 | 7.B - A.3.1 | 1 | 5.67 | 1.33 |  | 7.5411 | 7.5411
|  | 7.B - A.3.1 | 1 | 68.31 | 1.33 |  | 90.8523 | 90.8523
|  | 7.B - A.4.2 | 1 | 44 | 1.33 |  | 58.52 | 58.52
|  | 8.B - DB | 1 | 77 | 1.33 |  | 102.41 | 102.41
|  | 8.B | 1 | 5.58 | 1.33 |  | 7.4214 | 7.4214
|  | DB Right side | 1 | 46 | 1.33 |  | 61.18 | 61.18
| Stairs Shuttering |  | 2 |  | 6 | 2.2 | 26.4 | 26.4
| Stairs Shuttering |  | 4 |  | 2.2 | 0.5 | 4.4 | 4.4
| Strutural Steel Column | [6 empty] | 3662.01 | Lbs/ft
|  | ST4 3" x 6" x 3/8" HSS Steel Tube | 4 | 11 |  | 17.27 | 759.88 | 759.88 | Unit Weight required lbs per feet |  |  | AISC HSS Shapes¦Rectangular and Square¦Free CAD Blocks (cad-steel.com)
|  | ST5 8" x 8" x 3/8" HSS Steel Tube | 5 | 11 |  | 37.69 | 2072.95 | 2072.95
|  | ST6 8" x 8" x 1/2" HSS Steel Tube | 2 | 11 |  | 37.69 | 829.18 | 829.18
0.375
|  | For ST4 Columns- Steel Cap plate 9"x 7" x 1/2" | 4 | 1 |  |  |  |  | Cap Plates
|  | For ST5 Columns- Steel Base plate 13"x 13" x 3/4" | 5 | 1
|  | For ST5 Columns- Steel Base plate 13"x 13" x 3/4" | 2 | 1
Slab Concrete
Concrete Roof Slab
|  | CB Area | 1 | 5458.2 |  | 0.66667 | 3638.8 | 134.7704 | Cyd | 8" Thick Conc. Roof Slab
| Precast concrete Beam | [6 empty] | 33.811 | Cyd
| 1B1 @11'-8" | 20 x 20 Size of precast | 1 | 80.33 | 1.6667 | 1.6667 | 223.1389 | 8.2644 | Cy
| 1B3 @11'-8" | 12 x 24 Size of precast | 1 | 15.33 | 1 | 2 | 30.66 | 1.1356 | Cy
| 1B5 @11'-8" | 6 x 20 Size of precast | 1 | 15.33 | 0.5 | 1.6667 | 12.775 | 0.47315 | Cy
| 1B7 @11'-8" | 8 x 14 Size of precast | 1 | 9.33 | 1.3333 | 1.1667 | 14.5133 | 0.53753 | Cy
| 1B6 @11'-8" | 8 x 32 Size of precast | 1 | 30.67 | 0.66667 | 2.6667 | 54.5244 | 2.0194 | Cy
| 1B3 @11'-8" | 12 x 24 Size of precast | 1 | 52 | 1 | 2 | 104 | 3.8519 | Cy
| 1B5 @11'-8" | 6 x 20 Size of precast | 1 | 81 | 0.5 | 1.6667 | 67.5 | 2.5 | Cy
| 1B7 @11'-8" | 8 x 14 Size of precast | 1 | 18 | 0.66667 | 1.1667 | 14 | 0.51852 | Cy
| 1B7 @11'-8" | 8 x 14 Size of precast | 1 | 9.33 | 0.66667 | 1.1667 | 7.2567 | 0.26877 | Cy
| 1B8 @11'-8" | 8 x 18 Size of precast | 1 | 23.08 | 0.66667 | 1.5 | 23.08 | 0.85481 | Cy
| 1B4 @11'-8" | 24 x 19 Size of precast | 1 | 20.67 | 2 | 1.5833 | 65.455 | 2.4243 | Cy
| 1B4 @11'-8" | 24 x 19 Size of precast | 1 | 20.67 | 2 | 1.5833 | 65.455 | 2.4243 | Cy
| 1B9 @11'-8" | 8 x 32 Size of precast | 1 | 20.65 | 0.66667 | 2.6667 | 36.7111 | 1.3597 | Cy
| 1B4 @11'-8" | 24 x 19 Size of precast | 1 | 20.67 | 2 | 1.5833 | 65.455 | 2.4243 | Cy
| 1B6 @11'-8" | 8 x 32 Size of precast | 1 | 20.67 | 0.66667 | 2.6667 | 36.7467 | 1.361 | Cy
| 1B8 @11'-8" | 8 x 18 Size of precast | 1 | 26.17 | 0.66667 | 1.5 | 26.17 | 0.96926 | Cy
| 1B4B @11'-8" | 24 x 19 Size of precast | 1 | 20.67 | 2 | 1.5833 | 65.455 | 2.4243 | Cy
| Parapet concrete |  | 1 | 320.34 | 0.5 | 2 | 320.34 | 11.8644 | Cy
| External Wall & Internal Wall | [6 empty] | 79.8351 | Cy
Utility Room
Utility room
| W8 - 8" Precast bearing wall | 8B /AB | 1 | 20.71 | 0.66667 | 11.67 | 161.1238 | 5.9675
| W8 - 8" Precast bearing wall | Right Side | 1 | 6.17 | 0.66667 | 11.67 | 48.0026 | 1.7779
| W8 - 8" Precast bearing wall | Right Side 1 | 1 | 16.67 | 0.66667 | 11.67 | 129.6926 | 4.8034
| W8 - 8" Precast bearing wall | Right Side 2 | 1 | 4.17 | 0.66667 | 11.67 | 32.4426 | 1.2016
| W8 - 8" Precast bearing wall | Right Side 3 | 1 | 3.55 | 0.66667 | 11.67 | 27.619 | 1.0229
| W8 - 8" Precast bearing wall | Right Side 4 | 1 | 8.95 | 0.66667 | 11.67 | 69.631 | 2.5789
| W8 - 8" Precast bearing wall | 8B /AB | 1 | 32.5 | 0.66667 | 11.67 | 252.85 | 9.3648
Restrooms
| W4 - 3 5/8 " Non load bearing wall | 3 - A.4.1 | 1 | 19.34 | 0.66667 | 11.67 | 150.4652 | 5.5728
| W6 - 8" Precast bearing wall | Right wall | 1 | 6.02 | 0.66667 | 11.67 | 46.8356 | 1.7347
| W6 - 8" Precast bearing wall | wall 1 | 1 | 8.63 | 0.66667 | 11.67 | 67.1414 | 2.4867
| W7 - 8" Precast bearing wall | wall 2 | 1 | 14.59 | 0.66667 | 11.67 | 113.5102 | 4.2041
| W7 - 8" Precast bearing wall | Bottom wall | 1 | 19.34 | 0.66667 | 11.67 | 150.4652 | 5.5728
| W6 - 8" Precast bearing wall | wall 3 | 1 | 8.65 | 0.66667 | 11.67 | 67.297 | 2.4925
| W6 - 8" Precast bearing wall | wall 4 | 1 | 6.47 | 0.66667 | 11.67 | 50.3366 | 1.8643
| W5 - 3 5/8 " Non load bearing wall | Bottom wall | 1 | 20.67 | 0.66667 | 11.67 | 160.8126 | 5.956
| W6 - 8" Precast bearing wall | Left wall | 1 | 26.6 | 0.66667 | 11.67 | 206.948 | 7.6647
Meeting Room
| W2 - 8" Precast bearing wall | 2 - A.3.1 | 1 | 20.72 | 0.66667 | 11.67 | 161.2016 | 5.9704
| W1 - 8" Precast bearing wall | 2 - A.3.1 | 1 | 20.72 | 0.66667 | 11.67 | 161.2016 | 5.9704
| W2 - 8" Precast bearing wall | 2 - A.3.1 | 1 | 11.67 | 0.66667 | 11.67 | 90.7926 | 3.3627
| W2 - 8" Precast bearing wall | 2 - A.3.1 | 2 | 2.08 | 0.66667 | 11.67 | 32.3648 | 1.1987
| W2 - 8" Precast bearing wall | 2 - A.3.1 | 1 | 20.67 | 0.66667 | 11.67 | 160.8126 | 5.956
| W2 - 8" Precast bearing wall | 2 - A.3.1 | 1 | 8.44 | 0.66667 | 11.67 | 65.6632 | 2.432
| W2 - 8" Precast bearing wall | 2 - A.3.1 | 1 | 20.83 | 0.66667 | 11.67 | 162.0574 | 6.0021
| Glass Wall | 5 - A.3.2 | 2 | 29.3333 | 0.66667 | 11.67 | 456.4267 | 16.9047
Deductions
| Windows |  | -3 | 3 | 0.67 | 3.5 | -21.105 | -0.78167
| Metal door |  | -1 | 9 | 0.67 | 7.08 | -42.6924 | -1.5812
| Window |  | -8 | 1.5 | 0.67 | 1.5 | -12.06 | -0.44667
| Metal door |  | -4 | 3.33 | 0.67 | 7.17 | -63.9879 | -2.3699
| Front door |  | -3 | 6.3333 | 0.67 | 10 | -127.3 | -4.7148
| Front door |  | -1 | 29.3333 | 0.67 | 10 | -196.5333 | -7.279
| Side glass |  | -1 | 17.9167 | 0.67 | 10 | -120.0417 | -4.446
| Rear glass |  | -1 | 13.4167 | 0.67 | 10 | -89.8917 | -3.3293
| Rear glass |  | -2 | 11.5 | 0.67 | 10 | -154.1 | -5.7074
| Rear glass |  | -1 | 6.3333 | 0.67 | 10 | -42.4333 | -1.5716
Finishing works
Drywall
| W4 - 3 5/8 " Non load bearing partitions | Men Restroom | 1 | 19.34 |  | 10 | 193.4 | 193.4 | sft
| Drywall - Finish coat of Portaland Cement plaster |  | 2 | 19.34 |  | 10 | 386.8 | 386.8 | sft
| Drywall - 5/8" Dense glass |  | 1 | 19.34 |  | 10 | 193.4 | 193.4 | sft
| Drywall - 1 5/8" Heavy Gage metal studs-16" OC |  | 15 | 10 |  |  | 150 | 150 | Rft
| Drywall - Tracks |  | 3 | 19.34 |  |  | 58.02 | 58.02 | Rft
| W6 - 8" Precast bearing wall | Men Restroom | 1 | 26.5 |  | 10
| Drywall - Finish coat of Portaland Cement plaster |  | 2 | 26.5 |  | 10 | 530 | 530 | sft
| Drywall - 5/8" Dense glass |  | 1 | 26.5 |  | 10 | 265 | 265 | sft
| Drywall - 1 5/8" Heavy Gage metal studs-16" OC |  | 20 | 10 |  |  | 200 | 200 | Rft
| Drywall - Tracks |  | 3 | 26.5 |  |  | 79.5 | 79.5 | Rft
| W6 - 8" Precast bearing wall | Men & Women RestRoom | 1 | 9.39 |  | 10 |  | 0
| Drywall - Finish coat of Portaland Cement plaster |  | 1 | 9.39 |  | 10 | 93.9 | 93.9 | sft
| Drywall - 5/8" Dense glass |  | 1 | 9.39 |  | 10 | 93.9 | 93.9 | sft
| Drywall - 1 5/8" Heavy Gage metal studs-16" OC |  | 8 | 10 |  |  | 80 | 80 | Rft
| Drywall - Tracks |  | 4 | 9.39 |  |  | 37.56 | 37.56 | Rft
| W6 - 8" Precast bearing wall | Women Rest Room | 1 | 6.47 |  | 10 |  | 0
| Drywall - Finish coat of Portaland Cement plaster |  | 1 | 6.47 |  | 10 | 64.7 | 64.7 | sft
| Drywall - 5/8" Dense glass |  | 1 | 6.47 |  | 10 | 64.7 | 64.7 | sft
| Drywall - 1 5/8" Heavy Gage metal studs-16" OC |  | 5 | 10 |  |  | 50 | 50 | Rft
| Drywall - Tracks |  | 3 | 6.47 |  |  | 19.41 | 19.41 | Rft
| W3 - 3 5/8 " Non load bearing partitions | Closet & AHU | 1 | 10.4 |  | 10 |  | 0
| Drywall - 5/8" GWB - Board Type-X |  | 2 | 10.4 |  | 10 | 208 | 208 | Sft
| Drywall - Apply Bonding Agent Prior to skim coat of smooth sanded plaster |  | 2 | 10.4 |  | 10 | 208 | 208 | Sft
| Drywall - 3 5/8" - C shapes steel Stud - 20GA |  | 8 | 10 |  |  | 80 | 80 | Rft
| Drywall - 3 5/8" - C shapes steel Track - 20GA |  | 5 | 10.4 |  |  | 52 | 52 | Rft
| Drywall - 4" Bat Insulation |  | 1 | 10.4 |  | 10 | 104 | 104 | Sft
| W3 - 3 5/8 " Non load bearing partitions | Lobby | 1 | 21.29 |  | 10 |  | 0
| Drywall - 5/8" GWB - Board Type-X | 3/A.3.3 | 2 | 21.29 |  | 10 | 425.8 | 425.8 | Sft
| Drywall - Apply Bonding Agent Prior to skim coat of smooth sanded plaster | 3/A.3.3 | 2 | 21.29 |  | 10 | 425.8 | 425.8 | Sft
| Drywall - 3 5/8" - C shapes steel Stud - 20GA | 3/A.3.3 | 16 | 10 |  |  | 160 | 160 | Rft
| Drywall - 3 5/8" - C shapes steel Track - 20GA | 3/A.3.3 | 5 | 21.29 |  |  | 106.45 | 106.45 | Rft
| Drywall - 4" Bat Insulation | 3/A.3.3 | 1 | 21.29 |  | 10 | 212.9 | 212.9 | Sft
| W9 - 4" Non load bearing Fire rated partition | Janitor | 1 | 18.82 |  | 10 |  | 0
| Drywall - 5/8" GWB - Board Type-X |  | 2 | 18.82 |  | 10 | 376.4 | 376.4 | Sft
| Drywall - Apply Bonding Agent Prior to skim coat of smooth sanded plaster |  | 2 | 18.82 |  | 10 | 376.4 | 376.4 | Sft
| Drywall - 3 5/8" - C shapes steel Stud - 20GA |  | 15 | 10 |  |  | 150 | 150 | Rft
| Drywall - 3 5/8" - C shapes steel Track - 20GA |  | 5 | 18.82 |  |  | 94.1 | 94.1 | Rft
| Drywall - 4" Bat Insulation |  | 1 | 18.82 |  | 10 | 188.2 | 188.2 | Sft
| W5 - 3 5/8 " Non load bearing partitions | Janitor | 1 | 8.16 |  | 10 |  | 0
| Drywall - 5/8" GWB - Board Type-X |  | 2 | 8.16 |  | 10 | 163.2 | 163.2 | Sft
| Drywall - Apply Bonding Agent Prior to skim coat of smooth sanded plaster |  | 2 | 8.16 |  | 10 | 163.2 | 163.2 | Sft
| Drywall - 3 5/8" - C shapes steel Stud - 20GA |  | 7 | 10 |  |  | 70 | 70 | Rft
| Drywall - 3 5/8" - C shapes steel Track - 20GA |  | 5 | 8.16 |  |  | 40.8 | 40.8 | Rft
| Drywall - 4" Bat Insulation |  | 1 | 8.16 |  | 10 | 81.6 | 81.6 | Sft
| Flooring | [6 empty] | 4806.17 | sft
| F3-Sealeast exposed Finish concrete, Exterior grade finish | Utility Room | 1 | 568.3 |  |  | 568.3 | 568.3
| F3-Sealeast exposed Finish concrete, Exterior grade finish | Outside seating area | 1 | 3006.73 |  |  | 3006.73 | 3006.73
| F2 - Porcelain tiles 12"x12" (Hemp) | Men restroom | 1 | 153.41 |  |  | 153.41 | 153.41
| F2 - Porcelain tiles 12"x12" (Hemp) | Women Restroom | 1 | 150.05 |  |  | 150.05 | 150.05
| F2 - Porcelain tiles 12"x12" (Hemp) | Janitor | 1 | 36.17 |  |  | 36.17 | 36.17
| F2 - Porcelain tiles 12"x12" (Hemp) | Meeting room | 1 | 568.36 |  |  | 568.36 | 568.36
| F2 - Porcelain tiles 12"x12" (Hemp) | Lobby | 1 | 106.26 |  |  | 106.26 | 106.26
| F2 - Porcelain tiles 12"x12" (Hemp) | Kitchenette | 1 | 195.9 |  |  | 195.9 | 195.9
| F2 - Porcelain tiles 12"x12" (Hemp) | Closet | 1 | 10.24 |  |  | 10.24 | 10.24
| F2 - Porcelain tiles 12"x12" (Hemp) | AHU | 1 | 10.75 |  |  | 10.75 | 10.75
| Baseboard | [6 empty] | 504.03 | Rft
| B2 - 2'x 6" P.T Wood - White | Utility Room | 1 | 107.69 |  |  | 107.69 | 107.69
| B1 - 6"x 8" Porcelain stone | Men restroom | 1 | 51.88 |  |  | 51.88 | 51.88
| B1 - 6"x 8" Porcelain stone | Women Restroom | 1 | 51.88 |  |  | 51.88 | 51.88
| B1 - 6"x 8" Porcelain stone | Janitor | 1 | 21.54 |  |  | 21.54 | 21.54
| B1 - 6"x 8" Porcelain stone | Meeting room | 1 | 30.17 |  |  | 30.17 | 30.17
| B1 - 6"x 8" Porcelain stone | Lobby | 1 | 32.69 |  |  | 32.69 | 32.69
| B1 - 6"x 8" Porcelain stone | Kitchenette | 1 | 67.98 |  |  | 67.98 | 67.98
| B1 - 6"x 8" Porcelain stone | Closet | 1 | 10.6 |  |  | 10.6 | 10.6
1 | Kitchen Backsplash | [6 empty] | 129.6 | sft
| Kitchen Backsplash |  | 1 | 43.2 |  | 3 | 129.6
| Ceiling | [6 empty] | 4239.5 | sft
|  | Outside seating area | 1 | 3006.73 |  |  | 3006.73
|  | Men restroom | 1 | 153.41 |  |  | 153.41
|  | Women Restroom | 1 | 152.63 |  |  | 152.63
|  | Janitor | 1 | 36.26 |  |  | 36.26
|  | Meeting room | 1 | 568.33 |  |  | 568.33
|  | Lobby | 1 | 106.26 |  |  | 106.26
|  | Kitchenette | 1 | 195.49 |  |  | 195.49
|  | Closet | 1 | 10.24 |  |  | 10.24
|  | AHU | 1 | 10.15 |  |  | 10.15
Painting
| External Painting | [6 empty] | 2813.4056 | sft
|  | Utility Room, Men restroom , Women Restroom | 1 | 137.95 |  | 11.3333 | 1563.4333
|  | Meeting room, Kitchenette | 1 | 128.51 |  | 11.3333 | 1456.4467
| Windows |  | -3 | 3 |  | 3.5 | -31.5 | -1.1667
| Metal door |  | -1 | 9 |  | 7.08 | -63.72 | -2.36
| Window |  | -7 | 1.5 |  | 1.5 | -15.75 | -0.58333
| Metal door |  | -4 | 3.33 |  | 7.17 | -95.5044 | -3.5372
| Internal Painting Works |  | 1 |  |  | 11.3333 | 11.3333 | 2850.09 | sft
|  | Utility Room, Men restroom , Women Restroom | 1 | 131.51 |  | 10 | 1315.1
|  | Meeting room, | 1 | 39.79 |  | 10 | 397.9
|  | D1 | -1 | 2.83 |  | 7 | -19.81
|  | D1 | -1 | 3 |  | 8 | -24
|  | Lobby | 1 | 32.96 |  | 10 | 329.6
|  | D1 | -1 | 3 |  | 8 | -24
|  | Kitchenette | 1 | 70.98 |  | 10 | 709.8
|  | D1 | -0.5 | 3 |  | 8 | -12
|  | Closet | 1 | 8.59 |  | 10 | 85.9
|  | Janitor | 1 | 9.16 |  | 10 | 91.6
| Ceiling | [6 empty] | 4239.5 | sft
|  | Outside seating area | 1 | 3006.73 |  |  | 3006.73
|  | Men restroom | 1 | 153.41 |  |  | 153.41
|  | Women Restroom | 1 | 152.63 |  |  | 152.63
|  | Janitor | 1 | 36.26 |  |  | 36.26
|  | Meeting room | 1 | 568.33 |  |  | 568.33
|  | Lobby | 1 | 106.26 |  |  | 106.26
|  | Kitchenette | 1 | 195.49 |  |  | 195.49
|  | Closet | 1 | 10.24 |  |  | 10.24
|  | AHU | 1 | 10.15 |  |  | 10.15
| Handrail | [6 empty] | 33.32 | Rft
| 34" High Metal Handrail | Staircase 1 | 2 | 8.33 |  |  | 16.66
|  | Staircase 2 | 2 | 8.33 |  |  | 16.66
Note on G181: Akash N G: Unit wieght of steel lbs/ft

## Take off_Restroom & ELec room
| Excavation | [6 empty] | 152.4487 | Cy
Men restroom
| W6 - 8" Precast bearing wall |  | 2 | 15.3 | 4.5 | 4.5 | 619.65 | 22.95 | Cy
| W7 - 8" Precast bearing wall |  | 2 | 7.58 | 4.5 | 4.5 | 306.99 | 11.37 | Cy
Women restroom & Janitor
| W6 - 8" Precast bearing wall | 3B | 2 | 8.92 | 4.5 | 4.5 | 361.26 | 13.38 | Cy
| W7 - 8" Precast bearing wall | 3B | 2 | 13.57 | 4.5 | 4.5 | 549.585 | 20.355 | Cy
| W7 - 8" Precast bearing wall | 3B | 1 | 8.92 | 4.5 | 4.5 | 180.63 | 6.69 | Cy
| Periphery wall |  | 1 | 8.67 | 4.5 | 4 | 156.06 | 5.78 | Cy
|  |  | 1 | 26.33 | 4.5 | 4 | 473.94 | 17.5533 | Cy
|  |  | 1 | 9.17 | 4.5 | 4 | 165.06 | 6.1133 | Cy
|  |  | 1 | 4.33 | 4.5 | 4 | 77.94 | 2.8867 | Cy
Electrical Room
| W8 - 8" Precast bearing wall | 1 - A.4.4 | 2 | 21.3333 | 4.5 | 4.1667 | 800 | 29.6296 | Cy
| W8 - 8" Precast bearing wall | 3 - A.4.4 | 2 | 11.3333 | 4.5 | 4.1667 | 425 | 15.7407 | Cy
| Backfilling | [6 empty] | 218.77 | Cy
| Filling inside Foundation |  |  | 48.66 |  | 4.5 | 218.97 | 8.11
|  |  |  | 32.3 |  | 4.5 | 145.35 | 5.3833
|  |  |  | 105.84 |  | 4.5 | 476.28 | 17.64
|  |  |  | 356.36 |  | 4.5 | 1603.62 | 59.3933
|  |  |  | 44.63 |  | 4.5 | 200.835 | 7.4383
Electrical Room
| Filling inside the foundation |  | 1 | 19.33 | 10 | 3.45 | 666.885 | 24.6994
| At the peripthery |  | 1 | 68 | 2.25 | 3.45 | 527.85 | 19.55
| Ramp Area |  |  | 28.8333 | 8 | 4.5 | 1038 | 38.4444
|  |  |  | 28.5833 | 8 | 4.5 | 1029 | 38.1111
1 | Anti terminte treatment | [6 empty] | 1061.275 | Sft
| plinth Area |  | 1 | 379.35 |  |  | 379.35 | 379.35
| At the peripthery |  | 1 | 149.1667 | 2.25 |  | 335.625 | 12.4306
Electrical Room
| Plinth area |  | 1 | 19.33 | 10 |  | 193.3 | 193.3
| Along the perimeter |  | 1 | 68 | 2.25 |  | 153 | 153
2 | Vapour Barrier | [6 empty] | 507.45 | sft
| Grade slab area |  | 1 | 20 | 10 |  | 200 | 200
| Staircase are |  | 1 | 7 | 7.75 |  | 54.25 | 54.25
Electrical Room
| Grade slab area |  | 1 | 20 | 10 |  | 200 | 200
| Staircase are |  | 1 | 7 | 7.6 |  | 53.2 | 53.2
1 | Expansion Joint | [6 empty] | 274.5833 | Rft
| Along perimeter |  | 1 | 149.1667 |  |  | 149.1667 | 149.1667
| Electrical Room |  | 1 | 68 |  |  | 68 | 68
| Ramp Area |  | 1 | 57.4167 |  |  | 57.4167 | 57.4167
[8 empty] | 4409.27 | sft
| Ceiling | [6 empty] | 4409.27 | Sft
|  | Men restroom | 1 | 153.41 |  |  | 153.41
|  | Women Restroom | 1 | 152.63 |  |  | 152.63
|  | Janitor | 1 | 36.26 |  |  | 36.26
|  | Meeting room | 1 | 568.36 |  |  | 568.36
|  | Utility | 1 | 567.26 |  |  | 567.26
|  | Lobby | 1 | 105.12 |  |  | 105.12
|  | Kitchenette | 1 | 195.71 |  |  | 195.71
|  | Closet | 1 | 10.24 |  |  | 10.24
|  | AHU | 1 | 10.75 |  |  | 10.75
|  | Outside seating area | 1 | 2609.53 |  |  | 2609.53
1 | Foundation Concrete | [6 empty] | 30.1335 | cy
Footing Beam
| W8 - 8" Precast bearing wall | 1 - A.4.4 | 1 | 22 | 2.5 | 1 | 55 | 2.037
| W8 - 8" Precast bearing wall | 2 - A.4.4 | 1 | 22 | 2.5 | 1 | 55 | 2.037
| W8 - 8" Precast bearing wall | 3 - A.4.4 | 2 | 12 | 2.5 | 1 | 60 | 2.2222
Footing Wall
| W8 - 8" Precast bearing wall | 1 - A.4.4 | 1 | 22 | 0.66667 | 3.1667 | 46.4444 | 1.7202
| W8 - 8" Precast bearing wall | 2 - A.4.4 | 1 | 22 | 0.66667 | 3.1667 | 46.4444 | 1.7202
| W8 - 8" Precast bearing wall | 3 - A.4.4 | 2 | 12 | 0.66667 | 3.1667 | 50.6667 | 1.8765
| Grade slab |  | 1 | 19.33 | 10 | 0.33333 | 64.4333 | 2.3864
Staircase
| landing |  | 1 | 7 | 3 | 0.5 | 10.5 | 0.38889
| steps |  | 1 | 7 | 4.6 | 0.5 | 16.1 | 0.5963
|  |  | 1 | 7 | 3.3333 | 0.66667 | 15.5556 | 0.57613
Electrical Room
Footing Beam
| W8 - 8" Precast bearing wall | 1 - A.4.4 | 1 | 21.3333 | 2.5 | 1 | 53.3333 | 1.9753
| W8 - 8" Precast bearing wall | 2 - A.4.4 | 1 | 21.3333 | 2.5 | 1 | 53.3333 | 1.9753
| W8 - 8" Precast bearing wall | 3 - A.4.4 | 2 | 10 | 2.5 | 1 | 50 | 1.8519
Footing Wall
| W8 - 8" Precast bearing wall | 1 - A.4.4 | 1 | 21.3333 | 0.66667 | 3.1667 | 45.037 | 1.668
| W8 - 8" Precast bearing wall | 2 - A.4.4 | 1 | 21.3333 | 0.66667 | 3.1667 | 45.037 | 1.668
| W8 - 8" Precast bearing wall | 3 - A.4.4 | 2 | 10 | 0.66667 | 3.1667 | 42.2222 | 1.5638
| Grade slab |  | 1 | 20 | 10 | 0.33333 | 66.6667 | 2.4691
Staircase
| landing |  | 1 | 7 | 3 | 0.5 | 10.5 | 0.38889
| steps |  | 1 | 7 | 4.6 | 0.5 | 16.1 | 0.5963
|  |  | 4 | 7 | 0.29 |  | 8.12 | 0.30074
|  |  | 1 | 7 | 0.66667 | 0.66667 | 3.1111 | 0.11523
1 | Shuttering works | [6 empty] | 11979.4942 | sft
Footing Beam
| W8 - 8" Precast bearing wall |  | 2 | 24.3333 |  | 1 | 48.6667 | 48.6667
| W8 - 8" Precast bearing wall |  | 2 | 24.3333 |  | 1 | 48.6667 | 48.6667
| W8 - 8" Precast bearing wall |  | 4 | 12.5 |  | 1 | 50 | 50
Footing Wall
| W8 - 8" Precast bearing wall |  | 2 | 22 |  | 3.1667 | 139.3333 | 139.3333
| W8 - 8" Precast bearing wall |  | 2 | 22 |  | 3.1667 | 139.3333 | 139.3333
| W8 - 8" Precast bearing wall |  | 4 | 10.6667 |  | 3.1667 | 135.1111 | 135.1111
| Grade slab |  | 1 | 60 |  | 0.33333 | 20 | 20
| landing |  | 1 | 7 | 3 |  | 21 | 0.77778
| steps |  | 1 | 7 | 4.6 |  | 32.2 | 1.1926
|  |  | 4 | 7 |  |  | 28 | 1.037
|  |  | 1 | 7 | 0.66667 |  | 4.6667 | 0.17284
1 | Reinforcement | [6 empty] | 2342.8096 | lbs
9 | External Wall | [6 empty] | 29.8728 | cy
| W8 - 8" Precast bearing wall |  | 1 | 21.3333 | 0.67 | 10 | 142.9333 | 5.2938
| W8 - 8" Precast bearing wall |  | 1 | 21.3333 | 0.67 | 10 | 142.9333 | 5.2938
| W8 - 8" Precast bearing wall |  | 2 | 10 | 0.67 | 10 | 134 | 4.963
Deductions
| E1 Door |  | -1 | 7 | 0.67 | 3 | -14.07 | -0.52111
| R5 Window |  | -1 | 1.5 | 0.67 | 1.5 | -1.5075 | -0.055833
Electrical Room
| W8 - 8" Precast bearing wall |  | 1 | 21.3333 | 0.66667 | 10 | 142.2222 | 5.2675
| W8 - 8" Precast bearing wall |  | 1 | 21.3333 | 0.66667 | 10 | 142.2222 | 5.2675
| W8 - 8" Precast bearing wall |  | 2 | 10 | 0.66667 | 10 | 133.3333 | 4.9383
Deductions
| E1 Door |  | -1 | 7 | 0.66667 | 3 | -14 | -0.51852
| R5 Window |  | -1 | 1.5 | 0.66667 | 1.5 | -1.5 | -0.055556
| Roof concrete | [6 empty] | 27.903 | Cy
| Roof concrete - Restrooms | Restroom | 1 | 687.75 |  | 0.5 | 343.875 | 12.7361
| Roof concrete - Electrical Room | Electrical Room | 1 | 284.01 |  | 0.5 | 142.005 | 5.2594
| 24" - Precast Concrete parapet |  | 1 | 15 | 8.9167 | 2 | 267.5 | 9.9074
10 | Drywall | [6 empty] | 777.5 | sft
Women Restroom
| W7-wall 8" CMU wall |  | 1 | 13.57 |  | 10 | 135.7
|  |  | -2 | 1.5 |  | 1.5 | -4.5
| W7-wall 8" CMU wall |  | 2 | 8.92 |  | 10 | 178.4
| W7-wall 8" CMU wall |  | 1 | 13.57 |  | 10 | 135.7
|  |  | -1 | 3.2 |  | 7 | -22.4
| W7-wall 8" CMU wall |  | 2 | 8.92 |  | 10 | 178.4
|  |  | -1 | 3.2 |  | 7 | -22.4
Men Restroom
| W7-wall 8" CMU wall |  | 1 | 15.05 |  | 10 | 150.5
|  |  | -2 | 1.5 |  | 1.5 | -4.5
| W7-wall 8" CMU wall |  | 1 | 7.5 |  | 10 | 75
|  |  | -1 | 3.2 |  | 7 | -22.4
| W6-wall 8" CMU wall |  | 1 | 7.5 |  | 10
| Drywall - Finish coat of Portaland Cement plaster |  | 2 | 7.5 |  | 10 | 150 | 150 | sft
| Drywall - 5/8" Dense glass |  | 1 | 7.5 |  | 10 | 75 | 75 | sft
| Drywall - 1 5/8" Heavy Gage metal studs-16" OC |  | 6 | 10 |  |  | 60 | 60 | Rft
| Drywall - Tracks |  | 3 | 7.5 |  |  | 22.5 | 22.5 | Rft
| W6-wall 8" CMU wall |  | 1 | 15.03 |  | 10
| Drywall - Finish coat of Portaland Cement plaster |  | 2 | 15.03 |  | 10 | 300.6 | 300.6 | sft
| Drywall - 5/8" Dense glass |  | 1 | 15.03 |  | 10 | 150.3 | 150.3 | sft
| Drywall - 1 5/8" Heavy Gage metal studs-16" OC |  | 12 | 10 |  |  | 120 | 120 | Rft
| Drywall - Tracks |  | 3 | 15.03 |  |  | 45.09 | 45.09 | Rft
Ceiling
| Women Restroom |  | 1 | 7.58 | 6.4
| Ceiling - Finish coat of Portaland Cement plaster |  | 1 | 7.58 | 6.4 |  | 48.512 |  | sft
| Ceiling - 5/8" Dense glass |  | 1 | 7.58 | 6.4 |  | 48.512 |  | sft
| Ceiling -1 5/8" Heavy Gage metal studs-16" OC |  | 6 | 6.4 |  |  | 38.4 |  | Rft
| Ceiling -Tracks |  | 4 | 7.58 |  |  | 30.32 |  | Rft
| Men Restroom |  | 1 | 7.58 | 13.4
| Ceiling - Finish coat of Portaland Cement plaster |  | 1 | 7.58 | 13.4 |  | 101.572 |  | sft
| Ceiling - 5/8" Dense glass |  | 1 | 7.58 | 13.4 |  | 101.572 |  | sft
| Ceiling -1 5/8" Heavy Gage metal studs-16" OC |  | 6 | 13.4 |  |  | 80.4 |  | Rft
| Ceiling -Tracks |  | 7 | 7.58 |  |  | 53.06 |  | Rft
| Janitor Room |  | 1 | 5.88 | 5.0833
| Ceiling - Finish coat of Portaland Cement plaster |  | 1 | 5.88 | 5.0833 |  | 29.89 |  | sft
| Ceiling - 5/8" Dense glass |  | 1 | 5.88 | 5.0833 |  | 29.89 |  | sft
| Ceiling -1 5/8" Heavy Gage metal studs-16" OC |  | 5 | 5.0833 |  |  | 25.4167 |  | Rft
| Ceiling -Tracks |  | 3 | 5.88 |  |  | 17.64 |  | Rft
| Ceiling -R-19 - Fiberglass Insulation / Attic |  | 1 | 0 |  |  | 0 |  | lbs
12 | Hand Rail | [6 empty] | 79.3333 | Rft
| Stairs | Restroom | 2 | 9 |  |  | 18
| Stairs | Electrical Room | 2 | 8 |  |  | 16
|  |  | 16 | 2.8333 |  |  | 45.3333
13 | Flooring works | [6 empty] | 1118.4917 | Sft
| F1 - Porcelain tiles 8"x8" (Graphite) | Women Restroom | 1 | 7.5833 | 6.4 |  | 48.5333 | 48.5333
| F1 - Porcelain tiles 8"x8" (Graphite) | Men Restroom | 1 | 13.6667 | 7.5833 |  | 103.6389 | 103.6389
| F1 - Porcelain tiles 8"x8" (Graphite) | Janitor room | 1 | 5.0833 | 5.9167 |  | 30.0764 | 30.0764
| F3 - Sealeast exposed Finish concrete, Exterior grade finish | Electrical room | 1 | 20 | 10 |  | 200 | 200
| F3 - Sealeast exposed Finish concrete, Exterior grade finish | Hallway | 1 | 6.0833 | 8.9167 |  | 54.2431 | 54.2431
| F3 - Sealeast exposed Finish concrete, Exterior grade finish | Roof covered area | 1 | 489 |  |  | 489 | 489
| F3 - Sealeast exposed Finish concrete, Exterior grade finish | Ramp Area | 1 | 193 |  |  | 193 | 193
1 | Baseboard | [6 empty] | 211.76 | Rft
| B2 - 2'x 6" P.T Wood - White | Women Restroom | 1 | 27.13 |  |  | 27.13
|  | Deduction | -1 | 3.2 |  |  | -3.2
| B2 - 2'x 6" P.T Wood - White | Men Restroom | 1 | 21.92 |  |  | 21.92
|  | Deduction | -1 | 3.2 |  |  | -3.2
| B2 - 2'x 6" P.T Wood - White | Men Restroom | 1 | 41.93 |  |  | 41.93
|  | Deduction | -1 | 3.2 |  |  | -3.2
| B2 - 2'x 6" P.T Wood - White | Janitor room | 1 | 21.92 |  |  | 21.92
|  | Deduction | -1 | 3.2 |  |  | -3.2
| B2 - 2'x 6" P.T Wood - White | Hallway | 1 | 40.93 |  |  | 40.93
| B2 - 2'x 6" P.T Wood - White | Hallway | 1 | 17.3 |  |  | 17.3
| B2 - 2'x 6" P.T Wood - White | Electrical room | 1 | 59.93 |  |  | 59.93
|  | Deduction | -1 | 6.5 |  |  | -6.5
1 | External Painting | [6 empty] | 515.1 | Sft
|  | Hallway | 1 | 58.23 |  | 10 | 582.3
|  | Deduction | -1 | 3.2 |  | 7 | -22.4
|  | Deduction | -2 | 3.2 |  | 7 | -44.8
2 | Internal Painting | [6 empty] | 837.2 | Sft
|  | Women Restroom |  | 27.13 |  | 10 | 271.3
|  | Deduction | -1 | 3.2 |  | 7 | -22.4
|  | Men Restroom |  | 41.39 |  | 10 | 413.9
|  | Deduction | -1 | 3.2 |  | 7 | -22.4
|  | Janitor room |  | 21.92 |  | 10 | 219.2
|  | Deduction | -1 | 3.2 |  | 7 | -22.4
17 | Internal Painting | [6 empty] | 2236.9833 | Sft
| ceiling | Women Restroom | 1 | 7.5833 | 6.4 |  | 48.5333
|  | Men Restroom | 1 | 13.6667 | 7.5833 |  | 103.6389
|  | Janitor room | 1 | 5.0833 | 5.9167 |  | 30.0764
|  | Electrical room | 1 | 20 | 10 |  | 200
|  | Hallway | 1 | 6.0833 | 8.9167 |  | 54.2431
|  | Roof covered area | 1 | 489 |  |  | 489
|  | Ramp Area | 1 | 193 |  |  | 193
18 | Waterproofing works | [6 empty] | 1118.4917 | Sft
|  | Women Restroom | 1 | 7.5833 | 6.4 |  | 48.5333
|  | Men Restroom | 1 | 13.6667 | 7.5833 |  | 103.6389
|  | Janitor room | 1 | 5.0833 | 5.9167 |  | 30.0764
|  | Electrical room | 1 | 20 | 10 |  | 200
|  | Hallway | 1 | 6.0833 | 8.9167 |  | 54.2431
|  | Roof covered area | 1 | 489 |  |  | 489
|  | Ramp Area | 1 | 193 |  |  | 193

## Rest Room & Electrical Room BOQ
Sl.No | Scope of Works | UOM | Total Quantity | Wastage in % |  | Material |  | Service |  | Total Amount | Remarks | Rate Reference | Old Total Quantity
1 | Excavation & Backfilling |  |  |  |  | Rate | Amount | Rate | Amount
Backfilling with approved granular fill selected from excavated material and /or imported fill according to site soil report recommendation, this fill shall be placed in layers, each layer should not exceed 250 mm in thickness and compacted upto 98% modified proctor & Maximum Dry Density Test and subject to Engineer's approval in making up levels, including compaction and the like.
Excavation
| Excavation | CY | 152.4487 | 0.15 | 175.316 | 0 | 0 | 30 | 5259.4803 | 5259.4803
| Backfilling | CY | 218.77 | 0.2 | 262.524 | 24 | 6300.576 | 10 | 2625.24 | 8925.816
2 | Concrete works
| Vapour Barrier | Sft | 507.45 | 0.15 | 0.29178 | 118.62 | 34.6114 | 1 | 0.29178 | 34.9032
| Anti terminte treatment | Sft | 1061.275 | 0.15 | 1220.4663
| Expansion Joint | Rft | 274.5833 | 0.05 | 288.3125 |  |  |  |  | 0
| Foundation Concrete | CY | 30.1335 | 0.04 | 31.3389 | 471 | 14760.6061 | 154 | 4826.1854 | 19586.7915
| Grade Slab Concrete including Ramp Area | CY |  | 0.02 | 0 | 220 | 0 | 150 | 0 | 0
| Grade Slab Shuttering | Sft |  | 0.01 | 0 |  |  |  |  | 0
| Ramp - Shuttering | Sft |  | 0.02 | 0
3 | Super structure works
Structural Steel Works
| Strutural Steel Column | Lbs | 2342.8096 | 0.03 | 2413.0939 | 0.8 | 1930.4751 | 0.7 | 1689.1657 | 3619.6408
| Deck Reforcement Slab Steel | Lbs |  | 0.03 | 0 | 0.8 | 0 | 0.7 | 0 | 0
| CMU wall Reinforcement | Lbs |  | 0.03 | 0 | 0.8 | 0 | 0.7 | 0 | 0
Precast Works
| Slab Concreting Works | cy | 27.903 | 0.03 | 28.7401 | 220 | 6322.8114 | 160 | 4598.4083 | 10921.2197
| Waterproofing Works | Sft | 1118.4917 | 0.03 | 1152.0464 | 5 | 5760.2321 | 2 | 2304.0928 | 8064.3249
| External Wall | Sft | 29.8728 | 0.02 | 30.4703 | 782 | 23827.7799 | 154 | 4692.4272 | 28520.2072
4 | Dry Wall Works | [5 empty] | 0
| Drywall - Finish coat of Portaland Cement plaster | Sft | 225.3 | 0.01 | 227.553 | 2 | 455.106 | 0.32 | 72.817 | 527.923
| Drywall - 5/8" Dense glass | Sft | 67.59 | 0.01 | 68.2659 | 45 | 3071.9655 | 0.41 | 27.989 | 3099.9545
| Drywall - 1 5/8" Heavy Gage metal studs-16" OC | Rft | 300.6 | 0.01 | 303.606 | 4.36 | 1323.7222 | 0.32 | 97.1539 | 1420.8761
| Drywall - Tracks | Rft | 120 | 0.01 | 121.2 | 5 | 606 | 0.32 | 38.784 | 644.784
| Drywall - 5/8" GWB - Board Type-X | Sft | 0 | 0.01 | 0 | 19 | 0 | 0.32 | 0 | 0
| Drywall - Apply Bonding Agent Prior to skim coat of smooth sanded plaster | Sft | 0 | 0.01 | 0 | 5 | 0 | 0.36 | 0 | 0
| Drywall - 3 5/8" - C shapes steel Stud - 20GA | Rft | 0 | 0.01 | 0 | 12 | 0 | 0.32 | 0 | 0
| Drywall - 3 5/8" - C shapes steel Track - 20GA | Rft | 0 | 0.01 | 0 | 10 | 0 | 0.41 | 0 | 0
| Drywall - 4" Bat Insulation | Sft | 0 | 0.01 | 0 | 50 | 0 | 0.93 | 0 | 0
[9 empty] | 0 | 0
| Nails for Trackfast | Box | 1 | 0.01 | 1.01 | 65.5 | 66.155 |  | 0 | 66.155
| Framing screws | Box | 1 | 0.1 | 1.1 | 119 | 130.9 |  | 0 | 130.9
| Drywall screw | Box | 1 | 0.1 | 1.1 | 73.5 | 80.85 |  | 0 | 80.85
| Drywall screw | Box | 1 | 0.1 | 1.1 | 73.5 | 80.85 |  | 0 | 80.85
| Drywall screw (for wood struds) | Box | 2 | 0.1 | 2.2 | 67.5 | 148.5 |  | 0 | 148.5
| Paper Joint Tape-2-1/16'' x 500' | EA | 2 | 0.1 | 2.2 | 5.33 | 11.726 |  | 0 | 11.726
| Mesh Tape for Drywall (Joint) | EA | 2 | 0.1 | 2.2 | 4.2 | 9.24 |  | 0 | 9.24
| Easy Sand - Durabond 90 | Lb | 1 | 0.05 | 1.05 | 0.49944 | 0.52442 |  | 0 | 0.52442
| Sandpaper 150 | Box | 2 | 0.01 | 2.02 | 18.9 | 38.178 |  | 0 | 38.178
| Sandpaper 80 | Box | 1 | 0.01 | 1.01 | 19 | 19.19 |  | 0 | 19.19
| 120 Grit - Single Angled Sanding Sponge | EA | 3 | 0.01 | 3.03 | 2.05 | 6.2115 |  | 0 | 6.2115
[9 empty] | 0 | 0
5 | Ceiling
| Ceiling - Finish coat of Portaland Cement plaster | Sft | 48.512 | 0.1 | 53.3632 | 2 | 106.7264 | 0.32 | 17.0762 | 123.8026
| Ceiling - 5/8" Dense glass | Sft | 38.4 | 0.1 | 42.24 | 1.2 | 50.688 | 0.36 | 15.2064 | 65.8944
| Ceiling -1 5/8" Heavy Gage metal studs-16" OC | Rft | 144.2167 | 0.05 | 151.4275 | 2.3 | 348.2833 | 0.69 | 104.485 | 452.7682
| Ceiling -Tracks | Rft | 101.572 | 0.1 | 111.7292 | 2.3 | 256.9772 | 0.69 | 77.0931 | 334.0703
| Ceiling -R-19 - Fiberglass Insulation / Attic | Lbs | 53.06 | 0.1 | 58.366 | 5 | 291.83 | 1.5 | 87.549 | 379.379
| Ceiling-Easy Sand - Durabond 90 | Lbs | 29.89 | 0.1 | 32.879 | 0.49944 | 16.4212 |  | 0 | 16.4212
| Framing screws | Box | 25.4167 | 0.1 | 27.9583 | 119 | 3327.0417 |  | 0 | 3327.0417
| Drywall screw | Box | 1 | 0.1 | 1.1 | 73.5 | 80.85 |  | 0 | 80.85
| Drywall screw | Box | 1 | 0.1 | 1.1 | 73.5 | 80.85 |  | 0 | 80.85
| Drywall screw (for wood struds) | Box | 16 | 0.1 | 17.6 | 67.5 | 1188 |  | 0 | 1188
| Fascia | Sft |  | 0.1 | 0 | 44 | 0 |  | 0 | 0
0
6 | Doors
| Aluminium / Glass Clear satin Anodize finish | EA |  |  | 0 | 1500 | 0 | 450 | 0 | 0
| Heavy gauge steel | EA | 4 |  | 4 | 2000 | 8000 | 600 | 2400 | 10400
| Insulated Heavy Gage Rolling steel Door | EA |  |  | 0 | 4000 | 0 | 1200 | 0 | 0
| Solid Wood Door | EA |  |  | 0 | 150 | 0 | 45 | 0 | 0
|  |  | 4 |  |  |  | 0 |  | 0 | 0
| Screw for metal door frame fixing | Lb | 68 | 0.05 | 71.4 | 0.082756 | 5.9087 |  | 0 | 5.9087
| 20 Oz Sausage DOWSIL 790 Sandstone Silicone Sealant | EA | 3 | 0.05 | 3.15 | 17.68 | 55.692 |  | 0 | 55.692
| 3/4" Opened Cell Backer Rod | Rft | 68 | 0.05 | 71.4 | 0.49 | 34.986 |  | 0 | 34.986
| Wooden Shims | BOX | 5 | 0.05 | 5.25 | 0.00089 | 0.0046725 |  | 0 | 0.0046725
| Flat-Head Concrete Anchors (50Pack) | EA | 80 | 0.05 | 84 | 0.2986 | 25.0824 |  | 0 | 25.0824
| Flat-Head Concrete Anchors (50Pack) | EA | 80 | 0.05 | 84 | 0.2986 | 25.0824 |  | 0 | 25.0824
[9 empty] | 0 | 0
7 | Windows
| Aluminium / Glass Clear satin Anodize finish (Single Hung) | EA |  | 0.01 | 0 | 350 | 0 | 105 | 0 | 0
| Aluminium / Glass Clear satin Anodize finish (Fixed Glass) | EA |  | 0.01 | 0 | 5000 | 0 | 1500 | 0 | 0
| Aluminium (Louver) | EA | 5 | 0.01 | 5.05 | 500 | 2525 | 150 | 757.5 | 3282.5
5
| Flat-Head Concrete Anchors | EA | 100 | 0.05 | 105 | 0.2986 | 31.353 |  | 0 | 31.353
| Flat-Head Concrete Anchors | EA | 100 | 0.05 | 105 | 0.2986 | 31.353 |  | 0 | 31.353
| 3/4" Opened Cell Backer Rod | Rft | 0 | 0.05 | 0 | 0.49 | 0 |  | 0 | 0
| 20 Oz Sausage DOWSIL 790 Sandstone Silicone Sealant | EA | 15 | 0.05 | 15.75 | 17.68 | 278.46 |  | 0 | 278.46
| Plastic Shims | Box | 10 | 0.05 | 10.5 | 73.25 | 769.125 |  | 0 | 769.125
8 | Flooring
| F3 - Sealeast exposed Finish concrete, Exterior grade finish | Sft | 936.2431 | 0.25 | 1170.3038 | 5 | 5851.5191 | 1.5 | 1755.4557 | 7606.9748
| F2 - Porcelain tiles 12"x12" (Hemp) | Sft |  | 0.25 | 0 | 1.47 | 0 | 1.8 | 0 | 0
| F1 - Porcelain tiles 8"x8" (Graphite) | Sft | 182.2486 | 0.25 | 227.8108 | 1.47 | 334.8818 | 1.8 | 410.0594 | 744.9412
| Transition Strip | EA | 25 | 0.05 | 26.25 | 14 | 367.5 | 1.8 | 47.25 | 414.75
| White Double Bevelled 4"x 36" Marble Threshold Floor | EA |  | 0.05 | 0 | 13.71 | 0 | 1.8 | 0 | 0
| White Double Bevelled 6"x 36" Marble Threshold Floor | EA |  | 0.05 | 0 | 20 | 0 | 1.8 | 0 | 0
| Kitchen Backsplash | Sft |  | 0.25 | 0 | 4.5 | 0 | 1.8 | 0 | 0
| Laticrete thin-set Mortar | Lbs | 31.3178 | 0.05 | 32.8837 | 0.35 | 11.5093 |  | 0 | 11.5093
| Horseshoe shime tile spacer | Bag |  | 0 | 0 | 13.99 | 0 |  | 0 | 0
| Permacolor - (Grout) | Lbs | 195.736 | 0.05 | 205.5228 | 1.28 | 263.0692 |  | 0 | 263.0692
| Floor protection sheet X-Board (Optional) | EA | 3.7283 | 0.05 | 3.9147 | 27 | 105.6975 |  | 0 | 105.6975
| B1 - 6"x 8" Porcelain stone | Rft |  | 0.05 | 0 | 18.94 | 0 | 2 | 0 | 0
| B2 - 2'x 6" P.T Wood - White | Rft | 211.76 | 0.05 | 222.348 | 18.94 | 4211.2711 | 2 | 444.696 | 4655.9671
| 18-Gauge x 3/4 in. Glue Collated Brad Nail (1000 per Box) | EA |  | 0.05 | 0 | 6.48 | 0 | 0 | 0 | 0
Painting Works
| Wall painting Works | Sft
| Ceiling painting Works | Sft
9 | Internal Painting
| Concrete Cover Compound as base coat - 2 coat on concrete surface only (Wall & ceiling) | SFT | 3074.1833 | 0.05 | 3227.8925 | 0.15 | 484.1839 | 0.2 | 645.5785 | 1129.7624
| Concrete Cover Compound as texture coat - Wall & ceiling (all walls) - Magnum SPRAY TEXTURE R-1002/r-1011 | LBS | 307.4183 | 0.05 | 322.7893 | 0.265 | 85.5392 | 0.058032 | 18.732 | 104.2711
| PVA drywall primer & sealer as primer - 1 coat | SFT | 3074.1833 | 0.05 | 3227.8925 | 8.9 | 28728.2432 | 0.058032 | 187.3197 | 28915.563
| Interior latex paint (2 coats) for rooms and ceilings incl.toilet - Extra White Flat - Color: White | SFT | 3074.1833 | 0.05 | 3227.8925 | 9.25 | 29858.0056 | 0.092851 | 299.7116 | 30157.7172
10 | External Painting |  |  |  | 0 |  | 0 |  | 0 | 0
| Stucco works | Sqft | 837.2 | 0.01 | 845.572 | 0 | 0 | 3 | 2536.716 | 2536.716
| Drylok Extreme Primer- Exterior Waterproofing - 1 coat | Gallon |  | 0.05 | 0 | 6.058 | 0 | 0.1 | 0 | 0
| External Paint | Gallon |  | 0.05 | 0 | 22.23 | 0 | 0.33 | 0 | 0
| Joint compound sealant | EA |  | 0.05 | 0 | 6.42 | 0 | 2.568 | 0 | 0
| Stucco corner beading - Aluminium-2"X2" | Rft |  | 0.05 | 0 | 0.27 | 0 | 0.108 | 0 | 0
| Bonding agent - CB 901 (Blue colour) | Bucket |  | 0.05 | 0 | 59.5 | 0 | 23.8 | 0 | 0
| Sika Repair 223 Mortar | Bag |  | 0.05 | 0 | 25.8 | 0 | 10.32 | 0 | 0
11 | Hand Rail | [5 empty] | 0
| Hand Rail | Rft | 79.3333 |  | 79.3333 |  | 0 |  | 0 | 0
| Casegoods | [5 empty] | 0
| Kitchen Cabinets | Nos |  |  | 0 |  | 0 |  | 0 | 0
| Kitchen Countertop | Nos |  |  | 0 |  | 0 |  | 0 | 0
12 | Miscellaneous
| Foundation Misc | Nos | 7 |  | 7 |  |  | 35 | 245 | 245
| Found. Services | Nos | 2 |  | 2 |  |  | 350 | 700 | 700
| Found. Services | Nos | 2 |  | 2 |  |  | 450 | 900 | 900
| Found. Services | Nos | 2 |  | 2 |  |  | 400 | 800 | 800
| Foundation Misc | Nos | 2 |  | 2 |  |  | 85 | 170 | 170
| Str. Services | Nos | 2 |  | 2 |  |  | 35 | 70 | 70
| Str. Misc | Nos | 2 |  | 2 |  |  | 350 | 700 | 700
| Str. Misc | Nos | 5 |  | 5 |  |  | 450 | 2250 | 2250
| Str. Services | Nos | 2 |  | 2 |  |  | 400 | 800 | 800
| Str. Services | Nos | 2 |  | 2 |  |  | 350 | 700 | 700
| Str. Misc | Nos | 2 |  | 2 |  |  | 300 | 600 | 600
| Str. Misc | Nos | 12 |  | 12 |  |  | 400 | 4800 | 4800
| Str. Misc | Nos | 2 |  | 2 |  |  | 400 | 800 | 800
| Finishing Misc | Nos | 2 |  | 2 |  |  | 250 | 500 | 500
| Finishing Misc | Nos | 2 |  | 2 |  |  | 125 | 250 | 250
0
203138.8094
Note on F9: Converted into Rolls

## Steel Take off Restroom Elec ro
Bar Name | Description of Bar | Gauge of Bar(#) | Bar Size in Inch | Spacing (Inch) | Length of Beam (Inch) | Spacing Length (inch) | No of Bars | No of repetitions | Length of Bar (Inch) | [6 empty] | Shape of Bar |  | Bar length in feet | Cutting Length For Each (Inch) | Total Length (Feet) | Weight of Bar (Lb/ft) | [7 empty] | Remarks
[9 empty] | A | B | C | D | E | F | G | [5 empty] | 3 | 4 | 5 | 6 | 7 | 8 | 9 | 10
[21 empty] | 0.376 | 0.668 | 1.043 | 1.502 | 2.044 | 2.67 | 3.4 | 4.303
A1 | CW2 - 16X12 | 60 | 8 |  | 264
| Bottom Bars - Straight | 5 | 0.625 |  | 264 |  | 2 | 2 |  | 260 | [7 empty] | 21.6667 | 260 | 86.6667 | 0 | 0 | 90.3933 | 0 | 0 | 0 | 0 | 0 | 90.3933
21.6667
| Bottom Bar - L Bar at ends | 5 | 0.625 |  |  |  | 2 | 4 | 30 | 30 | [7 empty] | 5 | 60 | 40 | 0 | 0 | 41.72 | 0 | 0 | 0 | 0 | 0 | 41.72
2.5
2.5
| Vertical Bars | 5 | 0.625 | 16 |  |  | 17 | 2 | 6 | 46 | 120 | [6 empty] | 14.3333 | 172 | 487.3333 | 0 | 0 | 508.2887 | 0 | 0 | 0 | 0 | 0 | 508.2887
0.5
13.8333
| Horizontal Bars | 5 | 0.625 | 16 |  |  | 8 | 2 |  | 260 | [7 empty] | 21.6667 | 260 | 346.6667 | 0 | 0 | 361.5733 | 0 | 0 | 0 | 0 | 0 | 361.5733
21.6667
A2 | CW2 - 16X12 | 60 | 8 |  | 144
| Bottom Bars - Straight | 5 | 0.625 |  | 264 |  | 2 | 2 |  | 140 | [7 empty] | 11.6667 | 140 | 46.6667 | 0 | 0 | 48.6733 | 0 | 0 | 0 | 0 | 0 | 48.6733
11.6667
| Bottom Bar - L Bar at ends | 5 | 0.625 |  |  |  | 2 | 4 | 30 | 30 | [7 empty] | 5 | 60 | 40 | 0 | 0 | 41.72 | 0 | 0 | 0 | 0 | 0 | 41.72
2.5
2.5
| Vertical Bars | 5 | 0.625 | 16 |  |  | 17 | 2 | 6 | 46 | 120 | [6 empty] | 14.3333 | 172 | 487.3333 | 0 | 0 | 508.2887 | 0 | 0 | 0 | 0 | 0 | 508.2887
0.5
13.8333
| Horizontal Bars | 5 | 0.625 | 16 |  |  | 8 | 2 |  | 140 | [7 empty] | 11.6667 | 140 | 186.6667 | 0 | 0 | 194.6933 | 0 | 0 | 0 | 0 | 0 | 194.6933
11.6667
A2 | CW2 - 16X12 | 60 | 8 |  | 8.33
| X Axis bars | 5 | 0.625 |  | 99.96 |  | 7 | 1 |  | 99.96 | [7 empty] | 8.33 | 99.96 | 58.31 | 0 | 0 | 60.8173 | 0 | 0 | 0 | 0 | 0 | 60.8173
8.33
| Y Axis bars | 5 | 0.625 |  | 84 |  | 9 | 1 |  | 84 | [7 empty] | 7 | 84 | 63 | 0 | 0 | 65.709 | 0 | 0 | 0 | 0 | 0 | 65.709
7
| Inclined Bars X Axis bars | 5 | 0.625 |  | 84 |  | 6 | 1 |  | 84 | [7 empty] | 7 | 84 | 42 | 0 | 0 | 43.806 | 0 | 0 | 0 | 0 | 0 | 43.806
7
| Inclined Bars Y Axis bars | 5 | 0.625 |  | 51.48 |  | 9 | 1 |  | 51.48 | [7 empty] | 4.29 | 51.48 | 38.61 | 0 | 0 | 40.2702 | 0 | 0 | 0 | 0 | 0 | 40.2702
4.29
| Slab Reinforcement ( X Axis) Bottom | 5 | 0.625 |  | 264 |  | 10 | 1 |  | 183.3 | [7 empty] | 15.275 | 183.3 | 152.75 | 0 | 0 | 159.3182 | 0 | 0 | 0 | 0 | 0 | 159.3182
15.275
| Slab Reinforcement ( Y Axis) Bottom | 5 | 0.625 |  | 144 |  | 11 | 1 |  | 99.96 | [7 empty] | 8.33 | 99.96 | 91.63 | 0 | 0 | 95.5701 | 0 | 0 | 0 | 0 | 0 | 95.5701
8.33
| Slab Reinforcement ( Y Axis) Top | 3 | 0.625 |  | 264 |  | 5 | 1 |  | 264 | [7 empty] | 22 | 264 | 110 | 41.36 | 0 | 0 | 0 | 0 | 0 | 0 | 0 | 41.36
22
| Slab Reinforcement ( X Axis) Top | 3 | 0.625 |  | 144 |  | 9 | 1 |  | 144 | [7 empty] | 12 | 144 | 108 | 40.608 | 0 | 0 | 0 | 0 | 0 | 0 | 0 | 40.608
12
2342.8096
Note on M16: Akash N G: Wall height
Note on D21: Akash N G: Dia gauge sizes required
Note on M37: Akash N G: Wall height
Note on D42: Akash N G: Dia gauge sizes required

## Doors & Windows Schedule
Door Schedule | [7 empty] | Door Painting Area
Door No. |  | Loaction | No of Doors | Width | Height | Type | Materials | W (Rft) | D (Rft) | Area (Sft) | Backer Rod
Central Building
1 | Exterior | Entry Lobby | 1 | 3 | 9 | A | Aluminium / Glass Clear satin Anodize finish | 3 | 9 | 27 | 21
2 |  | Meeting Room | 1 | 3 | 9 | A | Aluminium / Glass Clear satin Anodize finish | 3 | 9 | 27 | 21
3 |  | Utility Room | 1 | 3 | 8 | F | Heavy gauge steel | 3 | 8 | 24 | 19
4 |  | Utility Room | 1 | 9.16 | 8 | B | Insulated Heavy Gage Rolling steel Door | 9.16 | 8 | 73.28 | 25.16
5 |  | Men Restroom | 1 | 3 | 7 | F | Heavy gauge steel | 3 | 7 | 21 | 17
6 |  | Janitor | 1 | 3 | 7 | F | Heavy gauge steel | 3 | 7 | 21 | 17
7 |  | Women Restroom | 1 | 3 | 7 | F | Heavy gauge steel | 3 | 7 | 21 | 17
8 | Interior | AHU | 1 | 2.83 | 7 | D | Solid Wood Door | 2.83 | 7 | 19.81 | 16.83
9 |  | Closet | 1 | 2.83 | 7 | E | Solid Wood Door | 2.83 | 7 | 19.81 | 16.83
10 |  | Lobby - Meeting Room | 1 | 3 | 8 | C | Aluminium / Glass Clear satin Anodize finish | 3 | 8 | 24 | 19
11 |  | Lobby - Kitchenette | 1 | 3 | 8 | C | Aluminium / Glass Clear satin Anodize finish | 3 | 8 | 24 | 19
RestRoom
R1 |  | Men Restroom | 1 | 3 | 7 | F | Heavy gauge steel | 3 | 7 | 21 | 17
R2 |  | Janitor | 1 | 3 | 7 | F | Heavy gauge steel | 3 | 7 | 21 | 17
R3 |  | Women Restroom | 1 | 3 | 7 | F | Heavy gauge steel | 3 | 7 | 21 | 17
Electrical Room
E1 |  | Electrical Room | 1 | 3 | 7 | F | Heavy gauge steel | 3 | 7 | 21 | 17
Window Schedule
Door No. |  | Loaction | No of Doors | Width | Height | Type | Materials
Central Building
1 | A1-A6 | Central Building | 2 | 4'-1" | 5'-3" | Single Hung | Aluminium / Glass Clear satin Anodize finish (Single Hung) | 4.0833 | 5.25 | 21.4375 | 14.5833
2 | B1-B10 | Central Building | 1 | 29'-3" | 9 | Fixed Glass | Aluminium / Glass Clear satin Anodize finish (Fixed Glass) | 29.25 | 9 | 263.25 | 47.25
3 | C1-C8 | Central Building | 3 | 1'-6" | 1'-6" | Louver | Aluminium (Louver) | 1.5 | 1.5 | 2.25 | 4.5
4 | D1-D3 | Central Building | 3 | 1'-6" | 1'-6" | Louver | Aluminium (Louver) | 1.5 | 1.5 | 2.25 | 4.5
RestRoom & Electrical Room
R1-R5 |  | Louver | 5 | 1'-6" | 1'-6" | Louver | Aluminium (Louver) | 1.5 | 1.5 | 2.25 | 4.5
[10 empty] | 291.4375 | 75.3333

## Deck Slab BBS
Bar Name | Description of Bar | Gauge of Bar(#) | Bar Size in Inch | Spacing (Inch) | Length of Beam (Inch) | Spacing Length (inch) | No of Bars | No of repetitions | Length of Bar (Inch) | [6 empty] | Shape of Bar |  | Bar length in feet | Cutting Length For Each (Inch) | Total Length (Feet) | Weight of Bar (Lb/ft) | [7 empty] | Remarks
[9 empty] | A | B | C | D | E | F | G | [5 empty] | 3 | 4 | 5 | 6 | 7 | 8 | 9 | 10
[21 empty] | 0.376 | 0.668 | 1.043 | 1.502 | 2.044 | 2.67 | 3.4 | 4.303
| Top Bars - Straight (Highest Bar) | 5 | 0.625 |  | 0 |  | 23 | 1 |  | 96 | [7 empty] | 8 | 96 | 184 | 0 | 0 | 191.912 | 0 | 0 | 0 | 0 | 0
8
| Top Bars - Straight (Highest Bar) | 5 | 0.625 |  | 0 |  | 21 | 1 |  | 144 | [7 empty] | 12 | 144 | 252 | 0 | 0 | 262.836 | 0 | 0 | 0 | 0 | 0
12
| Top Bars - Straight (2nd Layer Perpendicular) | 5 | 0.625 |  | 0 |  | 31 | 1 |  | 464.04 | [7 empty] | 38.67 | 464.04 | 1198.77 | 0 | 0 | 1250.3171 | 0 | 0 | 0 | 0 | 0
38.67
| Top Bars - Straight (2nd Layer Down) | 5 | 0.625 |  | 0 |  | 59 | 1 |  | 243.96 | [7 empty] | 20.33 | 243.96 | 1199.47 | 0 | 0 | 1251.0472 | 0 | 0 | 0 | 0 | 0
20.33
| Top Bars - Straight (2nd Layer Down) (4) | 5 | 0.625 |  | 0 |  | 42 | 1 |  | 246 | [7 empty] | 20.5 | 246 | 861 | 0 | 0 | 898.023 | 0 | 0 | 0 | 0 | 0
20.5
3854.1353

## Sewer system
Project | Flora-Phase-1
Scope | Sewer System-Park
[6 empty] | 579 |  | 107.8108 | 129.616
Sl No | FT | Existinng level | Invert level | RIM | Depth | Length of Pipe | Width of Excavation For Pipe (FT) | Total Excavation Qty | Total Backfilling Qty
1 | 6" HDPE Solid Pipe | 6.94 | 2.83 | 7 | 4.17 | 48 | 1.5 | 300.24 | 300.24
| 6" HDPE Solid Pipe | 6.94 | 2.83 | 7 | 4.17 | 48 | 1.5 | 300.24 | 300.24
| 6" HDPE Solid Pipe | 6.94 | 2.83 | 7 | 4.17 | 50 | 1.5 | 312.75 | 312.75
| 6" HDPE Solid Pipe | 6.94 | 2.83 | 7 | 4.17 | 47 | 1.5 | 293.985 | 293.985
| 6" HDPE Solid Pipe | 6.94 | 2.83 | 7 | 4.17 | 75 | 1.5 | 469.125 | 469.125
| 6" HDPE Solid Pipe | 6.94 | 2.83 | 7 | 4.17 | 75 | 1.5 | 469.125 | 469.125
[6 empty] | 118 |  | 27.3367 | 32.804
2 | 12" Perforated Pipe | 6.94 | 2.83 | 7 | 4.17 | 44 | 1.5 | 275.22 | 275.22
| 12" Perforated Pipe | 6.94 | 2.83 | 7 | 4.17 | 30 | 1.5 | 187.65 | 187.65
| 12" Perforated Pipe | 6.94 | 2.83 | 7 | 4.17 | 12 | 1.5 | 75.06 | 75.06
| 12" Perforated Pipe | 6.94 | 2.83 | 7 | 4.17 | 32 | 1.5 | 200.16 | 200.16
ABSTRACT
6" HDPE Solid Pipe | LF | 579
12" Perforated Pipe | LF | 118
Sanitary Sewer 6” Cleanouts | EA | 136 | -1.66 | 7.65
| Existing MH | 6.94 | -1.23 | 7.19

## Drainage System
|  |  | 391.5 |  |  | 507.5 | 609 | 132
Sl.no | Struct no. | Nos | EXF TRENCH LENGTH | EXF TRENCH DEPTH | Width | Total excavation qty in CY | Total lime rock filling qty in CY | Solid Pipe Consider 6' on both side
Flora 1
Parking lot
|  | 1 | 31.25 | 7 | 5 | 1093.75 | 1093.75 | 12
|  | 1 | 47.25 | 7 | 5 | 1653.75 | 1653.75 | 12
|  | 1 | 31.25 | 7 | 5 | 1093.75 | 1093.75 | 12
|  | 1 | 44.25 | 7 | 5 | 1548.75 | 1548.75 | 12
| Football Field | 1 | 37.25 | 7 | 5 | 1303.75 | 45631.25 | 12
|  | 1 | 36.25 | 7 | 5 | 1268.75 | 44406.25 | 12
|  | 1 | 36.25 | 7 | 5 | 1268.75 | 44406.25 | 12
|  | 1 | 37.25 | 7 | 5 | 1303.75 | 45631.25 | 12
| Mini Soccer | 1 | 26.25 | 7 | 5 | 918.75 | 32156.25 | 12
|  | 1 | 30 | 7 | 5 | 1050 | 36750 | 12
|  | 1 | 34.25 | 7 | 5 | 1198.75 | 41956.25 | 12
Sl.no | Struct no. | Nos | length | Breadth | Height | Qty | Total Qty | Units
Catch basin
| Parking lot | 2 |  |  |  | 2 | 8 | Nos
| Football Field | 4 |  |  |  | 4
| Mini Soccer | 1 |  |  |  | 1
| Volley Ball | 1 |  |  |  | 1
French Drain | [8 empty] | 748 |  |  | 407.2444 | 488.6933 | 108
Sl.no | Struct no. | Nos | Inlet type | Frame and grate | Detail dwg | Average NGVD | RIM | Inv | Trench Length | Width | Depth | Total Excavation Qty | Total Backfilling Qty | 18" Solid Pipe Consider 6' on both side
French Drain
1 | PS-1 | Parking lot | Type P - 7 | USF - 301 | Park A |  | 7 | 0 | 149 | 2.1 | 7 | 2190.3 | 2190.3 | 12
2 | PS-2 | 1 | Type P - 7 | USF - 301 | Park B |  | 7.2 | 0.2 | 33 | 2.1 | 7 | 485.1 | 485.1 | 12
3 | PS-3 | 1 | Type P - 7 | USF - 301 | Park C |  | 7.5 | 0.5 | 58 | 2.1 | 7 | 852.6 | 852.6 | 12
4 | PS-4 | 1 | Type P - 7 | USF - 301 | Park C |  | 7.5 | 0.5 | 58 | 2.1 | 7 | 852.6 | 852.6 | 12
5 | PS-5 | 1 | Type P - 7 | USF - 301 | Park C |  | 7 | 0 | 25 | 2.1 | 7 | 367.5 | 367.5 | 12
6 | PS-6 | 1 | Type P - 7 | USF - 301 | Park C |  | 7 | 0 | 230 | 2.1 | 7 | 3381 | 3381 | 12
7 | PS-7 | 1 | Type P - 7 | USF - 301 | Park C |  | 7 | 0 | 62 | 2.1 | 7 | 911.4 | 911.4 | 12
8 | PS-8 | 1 | Type P - 7 | USF - 301 | Park C |  | 7 | 0 | 80 | 2.1 | 7 | 1176 | 1176 | 12
8 | PS-8 | 1 | Type P - 7 | USF - 301 | Park C |  | 7 | 0 | 53 | 2.1 | 7 | 779.1 | 779.1 | 12
Rock Fill Trench |  |  | 300 |  |  | 555.5556 | 33333.3333 | 108
| Common Green Park Area | 1 | 62 | 10 | 5 | 3100 | 155000 | 12
|  | 1 | 30 | 10 | 5 | 1500 | 75000 | 12
|  | 1 | 25 | 10 | 5 | 1250 | 62500 | 12
|  | 1 | 25 | 10 | 5 | 1250 | 62500 | 12
| center | 1 | 53 | 10 | 5 | 2650 | 132500 | 12
| Left | 1 | 30 | 10 | 5 | 1500 | 75000 | 12
|  |  | 25 | 10 | 5 | 1250 | 62500 | 12
|  |  | 25 | 10 | 5 | 1250 | 62500 | 12
|  |  | 25 | 10 | 5 | 1250 | 62500 | 12

## Parking lot
Sl no | Description | Location | Nos | Length | Breadth | Height | Qty | Unit | Total | Unit | Ref sheet
1 | Excavation | [7 empty] | 8010.447 | cy
|  | NBA Basket Court | 1 | 11989.84 |  | 0.67 | 8033.1928 | Cy
|  | Volley Ball Court | 1 | 3955.2 |  | 0.67 | 2649.984 | Cy
|  | Soccer Field | 1 | 31529.1 |  | 0.67 | 21124.497 | Cy
|  | Foot Ball Field | 1 | 103698.8 |  | 0.67 | 69478.196 | Cy
|  | Play Ground Area | 1 | 27521 |  | 0.67 | 18439.07 | Cy
|  | Vita course -1 | 1 | 4109 |  | 0.67 | 2753.03 | Cy
|  | Vita course -2 | 1 | 4109 |  | 0.67 | 2753.03 | Cy
|  | Open Play Field | 1 | 24568.1 |  | 0.67 | 16460.627 | Cy
|  | Parking lot | 1 | 30841 |  | 0.67 | 20663.47 | Cy
|  | Vita course -3 & 4 | 1 | 6039 |  | 0.67 | 4046.13 | Cy
|  | Chain link fencing | 1 | 2345 | 2 | 2 | 9380 | Cy
|  | Parking Lot | 1 | 28811 |  | 0.67 | 19303.37 | Cy
|  | Parking Lot | 4 | 78.26 |  | 0.67 | 209.7368 | Cy
|  | Parking Lot | 4 | 38.61 |  | 0.67 | 103.4748 | Cy
|  | Pole Excavation | 4 | 1 | 1 | 4 | 16 | Cy
|  | Tables concrete pad | 1 |  | 1940 | 1.2 | 2328 | Cy
|  | Benches concrete pad | 1 |  | 1024 | 1.2 | 1228.8 | Cy
|  | Outside Area | 1 |  | 25838 | 0.67 | 17311.46 | Cy
2 | Backfilling | [7 empty] | 16099.2044 | cy
|  | NBA Basket Court | 1 | 11989.84 |  | 0.67 | 8033.1928 | Cy
|  | Volley Ball Court | 1 | 3955.2 |  | 0.67 | 2649.984 | Cy
|  | Soccer Field | 1 | 31529.1 |  | 0.67 | 21124.497 | Cy
|  | Foot Ball Field | 1 | 103698.8 |  | 0.67 | 69478.196 | Cy
|  | Play Ground Area | 1 | 27521 |  | 0.67 | 18439.07 | Cy
|  | Vita course -1 | 1 | 4109 |  | 0.67 | 2753.03 | Cy
|  | Vita course -2 | 1 | 4109 |  | 0.67 | 2753.03 | Cy
|  | Open Play Field | 1 | 24568.1 |  | 0.67 | 16460.627 | Cy
|  | Parking lot | 1 | 30841 |  | 0.67 | 20663.47 | Cy
|  | Vita course -3 & 4 | 1 | 6039 |  | 0.67 | 4046.13 | Cy
|  | Chain link fencing | 1 | 2345 | 2 | 2 | 9380 | Cy
|  | Parking Lot | 1 | 28811 |  | 0.67 | 19303.37 | Cy
|  | Parking Lot | 4 | 78.26 |  | 0.67 | 209.7368 | Cy
|  | Parking Lot | 4 | 38.61 |  | 0.67 | 103.4748 | Cy
|  | Pole Excavation | 4 | 1 | 1 | 4 | 16 | Cy
|  | Tables concrete pad | 1 |  | 1940 | 1.2 | 2328 | Cy
|  | Benches concrete pad | 1 |  | 1024 | 1.2 | 1228.8 | Cy
|  | Outside Area | 1 |  | 25838 | 0.67 | 17311.46 | Cy
| Sod Area | Corner Left side | 1 | 25438.11 |  | 0.5 | 12719.055 | Cy
|  | Corner Right side | 1 | 10938.58 |  | 0.5 | 5469.29 | Cy
|  | Football field | 1 | 89862.29 |  | 0.5 | 44931.145 | Cy
|  | Area 4 | 1 | 26341.93 |  | 0.5 | 13170.965 | Cy
|  | Area 5 | 1 | 3929.88 |  | 0.5 | 1964.94 | Cy
|  | Area 6 | 1 | 3935 |  | 0.5 | 1967.5 | Cy
|  | Area 6 | 1 | 2958 |  | 0.5 | 1479 | Cy
|  | Area 7 | 1 | 23480 |  | 0.5 | 11740 | Cy
|  | Area 8 | 1 | 5781 |  | 0.5 | 2890.5 | Cy
|  | Area 9 Mini Soccer | 1 | 31583 |  | 0.5 | 15791.5 | Cy
|  | Sand Area | 1 | 2183 |  | 0.5 | 2183 | Cy
|  | Sand Area | 1 | 1092.17 |  | 0.5 | 1092.17 | Cy
|  | Dumpster | 1
| 6" thk 3000 psi conc | Grade slab | 1 | 5103 |  | 0.5 | 2551.5 | Cy
| Dumpster | wall Concrete | 2 | 162.55 |  | 0.41667 | 135.4583 | Cy
3 | Concrete works | [7 empty] | 1149.1504 | Cy
|  |  |  | 504.49 | 7 | 0.33 | 1165.3719
|  |  |  | 184.08 | 7 | 0.33 | 425.2248
|  |  |  | 239.24 | 7 | 0.33 | 552.6444
|  |  |  | 425.4 | 7 | 0.33 | 982.674
|  |  |  | 594.58 | 7 | 0.33 | 1373.4798
|  |  |  | 468.87 | 7 | 0.33 | 1083.0897
|  |  |  | 181.04 | 7 | 0.33 | 418.2024
|  |  |  | 120.88 | 7 | 0.33 | 279.2328
|  |  |  | 269.03 | 7 | 0.33 | 621.4593
|  |  |  | 98.45 | 7 | 0.33 | 227.4195
|  |  |  | 356.01 | 7 | 0.33 | 822.3831
|  |  |  | 367.16 | 7 | 0.33 | 848.1396
| 6' Concrete Sidw walks |  |  | 4155.8 | 6 | 0.33 | 8228.484
|  | Basket Ball |  | 21559.321 |  | 0.5 | 10779.6605
|  | Concrete Works Play Ground -1 |  | 1222.41 |  | 0.5 | 611.205
|  | Concrete Works Play Ground -2 |  | 1238 |  | 0.5 | 619
|  |  |  | 563.23 |  | 0.5 | 281.615
|  |  |  | 307.17 |  | 0.5 | 153.585
|  |  |  | 307.17 |  | 0.5 | 153.585
|  | Concrete Works Play Ground -3 |  | 300.05 |  | 0.5 | 150.025
|  |  |  | 110.02 |  | 0.5 | 55.01
|  |  |  | 110.02 |  | 0.5 | 55.01
|  |  |  | 154.03 |  | 0.5 | 77.015
|  |  |  | 110.02 |  | 0.5 | 55.01
|  |  |  | 110.02 |  | 0.5 | 55.01
|  |  |  | 154.02 |  | 0.5 | 77.01
|  |  |  | 110.02 |  | 0.5 | 55.01
|  |  |  | 110.02 |  | 0.5 | 55.01
|  | Concrete Works Play Ground -4 |  | 270.04 |  | 0.5 | 135.02
|  |  |  | 299 |  | 0.5 | 149.5
|  |  |  | 216.03 |  | 0.5 | 108.015
|  |  |  | 109.84 |  | 0.5 | 54.92
|  |  |  | 110.02 |  | 0.5 | 55.01
|  |  |  | 154.02 |  | 0.5 | 77.01
|  |  |  | 110.02 |  | 0.5 | 55.01
|  |  |  | 154 |  | 0.5 | 77
|  |  |  | 110.02 |  | 0.5 | 55.01
4 | Asphalt laying | Parking Lot | 1 | 28811 |  |  | 28811 | sft | 28811 | sft
5 | 6" x 6" x 6'-0" Precast Wheel Stop | Parking Lot | 71 |  |  |  | 71 | Nos | 71 | Nos
6 | Parking lot curb | Parking Lot | 4 | 78.26 |  |  | 313.04 | ft | 467.48 | ft
|  | Parking Lot | 4 | 38.61 |  |  | 154.44 | ft
Signages
| 4" White | Parking Lot | 68 | 38 |  |  | 2584 | LF | 2584 | LF
| 6" Double Yellow | Parking Lot | 1 | 48.96 |  |  | 48.96 | LF | 48.96 | LF
| 24" White T | Parking Lot | 1 | 34 |  |  | 34 | LF | 34 | LF
| 4" Blue | Parking Lot | 2 | 36 |  |  | 72 | LF | 152 | LF
|  | Parking Lot | 2 | 40 |  |  | 80 | LF
7 | Concrete Side Walk
|  |  |  | 504.49 | 7 | 0.33 | 1165.3719 |  | 325.9008 | cyd
|  |  |  | 184.08 | 7 | 0.33 | 425.2248
|  |  |  | 239.24 | 7 | 0.33 | 552.6444
|  |  |  | 425.4 | 7 | 0.33 | 982.674
|  |  |  | 594.58 | 7 | 0.33 | 1373.4798
|  |  |  | 468.87 | 7 | 0.33 | 1083.0897
|  |  |  | 181.04 | 7 | 0.33 | 418.2024
|  |  |  | 120.88 | 7 | 0.33 | 279.2328
|  |  |  | 269.03 | 7 | 0.33 | 621.4593
|  |  |  | 98.45 | 7 | 0.33 | 227.4195
|  |  |  | 356.01 | 7 | 0.33 | 822.3831
|  |  |  | 367.16 | 7 | 0.33 | 848.1396
8 | Sod Area | Corner Left side |  | 25438.11 |  |  | 25438.11 | sft | 224247.79 | sft
|  | Corner Right side |  | 10938.58 |  |  | 10938.58 | sft
|  | Football field |  | 89862.29 |  |  | 89862.29 | sft
|  | Area 4 |  | 26341.93 |  |  | 26341.93 | sft
|  | Area 5 |  | 3929.88 |  |  | 3929.88 | sft
|  | Area 6 |  | 3935 |  |  | 3935 | sft
|  | Area 6 |  | 2958 |  |  | 2958 | sft
|  | Area 7 |  | 23480 |  |  | 23480 | sft
|  | Area 8 |  | 5781 |  |  | 5781 | sft
|  | Area 9 Mini Soccer |  | 31583 |  |  | 31583 | sft
9 | Concrete Works | [7 empty] | 27998.511 | sft
|  | Basket Ball |  | 21559.321 |  |  | 21559.321 | sft
|  | Concrete Works Play Ground -1 |  | 1222.41 |  |  | 1222.41 | sft
|  | Concrete Works Play Ground -2 |  | 1238 |  |  | 1238 | sft
|  |  |  | 563.23 |  |  | 563.23 | sft
|  |  |  | 307.17 |  |  | 307.17 | sft
|  |  |  | 307.17 |  |  | 307.17 | sft
|  | Concrete Works Play Ground -3 |  | 300.05 |  |  | 300.05 | sft
|  |  |  | 110.02 |  |  | 110.02 | sft
|  |  |  | 110.02 |  |  | 110.02 | sft
|  |  |  | 154.03 |  |  | 154.03 | sft
|  |  |  | 110.02 |  |  | 110.02 | sft
|  |  |  | 110.02 |  |  | 110.02 | sft
|  |  |  | 154.02 |  |  | 154.02 | sft
|  |  |  | 110.02 |  |  | 110.02 | sft
|  |  |  | 110.02 |  |  | 110.02 | sft
|  | Concrete Works Play Ground -4 |  | 270.04 |  |  | 270.04 | sft
|  |  |  | 299 |  |  | 299 | sft
|  |  |  | 216.03 |  |  | 216.03 | sft
|  |  |  | 109.84 |  |  | 109.84 | sft
|  |  |  | 110.02 |  |  | 110.02 | sft
|  |  |  | 154.02 |  |  | 154.02 | sft
|  |  |  | 110.02 |  |  | 110.02 | sft
|  |  |  | 154 |  |  | 154 | sft
|  |  |  | 110.02 |  |  | 110.02 | sft
10 | Sand laying | [7 empty] | 3275.17 | sft
Layer-1
|  |  |  | 2183 |  |  | 2183 | sft
|  |  |  | 1092.17 |  |  | 1092.17 | sft